## Sheet1
variables | type | units | values | description
aeroelastic_qblade.V_cutin | input | m/s | 3 | Minimum wind speed where turbine operates (cut-in)
aeroelastic_qblade.V_cutout | input | m/s | 25 | Maximum wind speed where turbine operates (cut-out)
aeroelastic_qblade.shearExp | input |  | 0.11 | shear exponent
aeroelastic_qblade.rho | input | kg/m**3 | 1.225 | air density
aeroelastic_qblade.mu | input | kg/m/s | 1.81e-05 | air dynamic viscosity
aeroelastic_qblade.rho_water | input | kg/m**3 | 1025 | air density_water
aeroelastic_qblade.mu_water | input | kg/m/s | 0.0013351 | dynamic viscosity of water
aeroelastic_qblade.water_depth | input | m | 320 | water depth for analysis. Values > 0 mean offshore
aeroelastic_qblade.cone | input | deg | 2.4998 | Cone angle of the rotor. It defines the angle between the rotor plane and the blade pitch axis. A standard machine has positive values
aeroelastic_qblade.tilt | input | deg | 4.9996 | Nacelle uptilt angle. A standard machine has positive values
aeroelastic_qblade.overhang | input | m | 5 | Horizontal distance from tower top to hub center
aeroelastic_qblade.twr2shft | input | m | 0 | Vertical distance from tower top plane to shaft start
aeroelastic_qblade.gearbox_ratio | input |  | 96 | Gearbox ratio
aeroelastic_qblade.gearbox_efficiency | input |  | 0.975 | Gearbox efficiency
aeroelastic_qblade.distance_tt_hub | input | m | 2.3 | Vertical distance from tower top plane to hub flange
aeroelastic_qblade.pitch_axis | input |  | [0.0, 0.0, 0.0, 0.0, 0.0, 0.0, 0.0, 0.0, 0.0, 0.0, 0.0, 0.0, 0.0, 0.0, 0.0, 0.0, 0.0, 0.0, 0.0, 0.0, 0.0, 0.0, 0.0, 0.0, 0.0, 0.0, 0.0, 0.0, 0.0, 0.0] | 1D array of the chordwise position of the pitch axis (0-LE, 1-TE), defined along blade span.
aeroelastic_qblade.airfoils_Re | input |  | 1000000 | Reynolds numbers of polars
aeroelastic_qblade.airfoils_aoa | input | deg | [-180.0, -177.0, -174.0, -171.0, -168.0, -165.0, -162.0, -159.0, -156.0, -153.0, -149.99999999999997, -147.0, -144.0, -140.99999999999997, -138.0, -135.0, -131.99999999999997, -129.0, -126.0, -122.99999999999999, -119.99999999999999, -117.0, -114.0, -110.99999999999999, -108.0, -105.0, -101.99999999999999, -98.99999999999999, -96.0, -92.99999999999999, -89.99999999999999, -87.0, -83.99999999999999, -80.99999999999999, -78.0, -74.99999999999999, -71.99999999999999, -69.0, -65.99999999999999, -63.0, -59.999999999999986, -56.99999999999999, -54.0, -50.999999999999986, -47.99999999999999, -45.0, -41.999999999999986, -38.99999999999999, -36.0, -32.999999999999986, -29.999999999999996, -29.393939393939394, -28.787878787878785, -28.18181818181818, -27.575757575757574, -26.969696969696965, -26.363636363636363, -25.757575757575754, -25.15151515151515, -24.545454545454543, -23.939393939393938, -23.33333333333333, -22.727272727272727, -22.12121212121212, -21.515151515151512, -20.90909090909091, -20.3030303030303, -19.696969696969695, -19.09090909090909, -18.484848484848484, -17.878787878787875, -17.272727272727273, -16.666666666666664, -16.06060606060606, -15.454545454545455, -14.848484848484848, -14.24242424242424, -13.636363636363633, -13.03030303030303, -12.424242424242424, -11.818181818181817, -11.212121212121213, -10.606060606060606, -9.999999999999998, -9.393939393939394, -8.787878787878787, -8.18181818181818, -7.575757575757576, -6.96969696969697, -6.363636363636362, -5.757575757575755, -5.151515151515151, -4.545454545454545, -3.9393939393939377, -3.333333333333334, -2.7272727272727266, -2.1212121212121198, -1.515151515151516, -0.9090909090909121, -0.30303030303030193, 0.30303030303030193, 0.9090909090909121, 1.515151515151516, 2.1212121212121198, 2.72727272727273, 3.333333333333334, 3.9393939393939377, 4.545454545454548, 5.151515151515151, 5.757575757575755, 6.363636363636366, 6.96969696969697, 7.5757575757575735, 8.181818181818183, 8.787878787878787, 9.393939393939391, 10.000000000000002, 10.606060606060606, 11.21212121212121, 11.818181818181818, 12.424242424242424, 13.030303030303028, 13.636363636363637, 14.24242424242424, 14.848484848484844, 15.454545454545455, 16.06060606060606, 16.666666666666664, 17.272727272727273, 17.878787878787875, 18.484848484848488, 19.09090909090909, 19.696969696969695, 20.303030303030305, 20.90909090909091, 21.515151515151512, 22.12121212121212, 22.727272727272727, 23.33333333333333, 23.93939393939394, 24.545454545454543, 25.15151515151515, 25.757575757575758, 26.363636363636363, 26.969696969696965, 27.57575757575757, 28.181818181818173, 28.78787878787879, 29.393939393939394, 29.999999999999996, 32.99999999999999, 36.0, 39.0, 41.99999999999999, 45.0, 48.0, 50.99999999999999, 54.0, 57.00000000000001, 60.00000000000001, 63.0, 65.99999999999999, 69.00000000000001, 72.0, 75.0, 78.00000000000001, 81.0, 84.0, 87.00000000000001, 90.0, 92.99999999999999, 96.00000000000001, 99.0, 101.99999999999999, 105.00000000000001, 108.0, 111.00000000000001, 114.00000000000001, 117.0, 120.00000000000001, 123.00000000000001, 126.0, 129.00000000000003, 132.0, 135.0, 138.00000000000003, 141.0, 144.0, 147.0, 150.0, 153.0, 156.0, 159.0, 162.0, 165.0, 168.0, 171.0, 174.0, 177.0, 180.0] | angle of attack grid for polars
aeroelastic_qblade.beam:KSX | input |  | [0.0, 0.0, 0.0, 0.0, 0.0, 0.0, 0.0, 0.0, 0.0, 0.0, 0.0, 0.0, 0.0, 0.0, 0.0, 0.0, 0.0, 0.0, 0.0, 0.0, 0.0, 0.0, 0.0, 0.0, 0.0, 0.0, 0.0, 0.0, 0.0, 0.0] | shear factor for force in principal bending axis x
aeroelastic_qblade.beam:KSY | input |  | [0.0, 0.0, 0.0, 0.0, 0.0, 0.0, 0.0, 0.0, 0.0, 0.0, 0.0, 0.0, 0.0, 0.0, 0.0, 0.0, 0.0, 0.0, 0.0, 0.0, 0.0, 0.0, 0.0, 0.0, 0.0, 0.0, 0.0, 0.0, 0.0, 0.0] | shear factor for force in principal bending axis y
aeroelastic_qblade.beam:y_sc | input | m | [0.0, 0.0, 0.0, 0.0, 0.0, 0.0, 0.0, 0.0, 0.0, 0.0, 0.0, 0.0, 0.0, 0.0, 0.0, 0.0, 0.0, 0.0, 0.0, 0.0, 0.0, 0.0, 0.0, 0.0, 0.0, 0.0, 0.0, 0.0, 0.0, 0.0] | center of shear position Y (in OF referecence COS)
aeroelastic_qblade.beam:Tw_iner | input | m | [0.0, 0.0, 0.0, 0.0, 0.0, 0.0, 0.0, 0.0, 0.0, 0.0, 0.0, 0.0, 0.0, 0.0, 0.0, 0.0, 0.0, 0.0, 0.0, 0.0, 0.0, 0.0, 0.0, 0.0, 0.0, 0.0, 0.0, 0.0, 0.0, 0.0] | orientation (twist) of the section principal inertia axes with respect the blade reference plane
aeroelastic_qblade.twr:cd | input |  | [1.0, 1.0, 1.0, 1.0, 1.0, 1.0, 1.0, 1.0, 1.0, 1.0, 1.0] | drag coefficients along tower height at corresponding locations
aeroelastic_qblade.transition_piece_mass | input | kg | 0
aeroelastic_qblade.transition_piece_I | input | kg*m**2 | [0.0, 0.0, 0.0]
aeroelastic_qblade.transition_node | input | m | [0.0, 0.0, 10.0]
aeroelastic_qblade.member0:Cd | input |  | 0
aeroelastic_qblade.member0:Ca | input |  | 0
aeroelastic_qblade.member0:s | input |  | [0.0, 0.38462, 0.4, 0.8308, 0.8923, 1.0]
aeroelastic_qblade.member1:Cd | input |  | 0
aeroelastic_qblade.member1:Ca | input |  | 0
aeroelastic_qblade.member1:s | input |  | [0.0, 1.0]
aeroelastic_qblade.member2:Cd | input |  | 0
aeroelastic_qblade.member2:Ca | input |  | 0
aeroelastic_qblade.member2:s | input |  | [0.0, 1.0]
aeroelastic_qblade.member3:Cd | input |  | 0
aeroelastic_qblade.member3:Ca | input |  | 0
aeroelastic_qblade.member3:s | input |  | [0.0, 1.0]
aeroelastic_qblade.sc_ss_mats | input |  | [[0.0, 0.0, 0.0, 0.0, 0.0, 0.0, 0.0, 0.0, 0.0, 0.0, 0.0, 0.0], [0.0, 0.0, 0.0, 0.0, 0.0, 0.0, 0.0, 0.0, 0.0, 0.0, 0.0, 0.0], [0.0, 0.0, 0.0, 0.0, 0.0, 0.0, 0.0, 0.0, 0.0, 0.0, 0.0, 0.0], [0.0, 0.0, 0.0, 0.0, 0.0, 0.0, 0.0, 0.0, 0.0, 0.0, 0.0, 0.0], [0.0, 0.0, 0.0, 0.0, 0.0, 0.0, 0.0, 0.0, 0.0, 0.0, 0.0, 0.0], [0.0, 0.0, 0.0, 0.0, 0.0, 0.0, 0.0, 0.0, 0.0, 0.0, 0.0, 0.0], [0.0, 0.0, 0.0, 0.0, 0.0, 0.0, 0.0, 0.0, 0.0, 0.0, 0.0, 0.0], [0.0, 0.0, 0.0, 0.0, 0.0, 0.0, 0.0, 0.0, 0.0, 0.0, 0.0, 0.0], [0.0, 0.0, 0.0, 0.0, 0.0, 0.0, 0.0, 0.0, 0.0, 0.0, 0.0, 0.0], [0.0, 0.0, 0.0, 0.0, 0.0, 0.0, 0.0, 0.0, 0.0, 0.0, 0.0, 0.0], [0.0, 0.0, 0.0, 0.0, 0.0, 0.0, 0.0, 0.0, 0.0, 0.0, 0.0, 0.0], [0.0, 0.0, 0.0, 0.0, 0.0, 0.0, 0.0, 0.0, 0.0, 0.0, 0.0, 0.0], [0.0, 0.0, 0.0, 0.0, 0.0, 0.0, 0.0, 0.0, 0.0, 0.0, 0.0, 0.0], [0.0, 0.0, 0.0, 0.0, 0.0, 0.0, 0.0, 0.0, 0.0, 0.0, 0.0, 0.0], [0.0, 0.0, 0.0, 0.0, 0.0, 0.0, 0.0, 0.0, 0.0, 0.0, 0.0, 0.0], [0.0, 0.0, 0.0, 0.0, 0.0, 0.0, 0.0, 0.0, 0.0, 0.0, 0.0, 0.0], [0.0, 0.0, 0.0, 0.0, 0.0, 0.0, 0.0, 0.0, 0.0, 0.0, 0.0, 0.0], [0.0, 0.0, 0.0, 0.0, 0.0, 0.0, 0.0, 0.0, 0.0, 0.0, 0.0, 0.0], [0.0, 0.0, 0.0, 0.0, 0.0, 0.0, 0.0, 0.0, 0.0, 0.0, 0.0, 0.0], [0.0, 0.0, 0.0, 0.0, 0.0, 0.0, 0.0, 0.0, 0.0, 0.0, 0.0, 0.0], [0.0, 0.0, 0.0, 0.0, 0.0, 0.0, 0.0, 0.0, 0.0, 0.0, 0.0, 0.0], [0.0, 0.0, 0.0, 0.0, 0.0, 0.0, 0.0, 0.0, 0.0, 0.0, 0.0, 0.0], [0.0, 0.0, 0.0, 0.0, 0.0, 0.0, 0.0, 0.0, 0.0, 0.0, 0.0, 0.0], [0.0, 0.0, 0.0, 0.0, 0.0, 0.0, 0.0, 0.0, 0.0, 0.0, 0.0, 0.0], [0.0, 0.0, 0.0, 0.0, 0.0, 0.0, 0.0, 0.0, 0.0, 0.0, 0.0, 0.0], [0.0, 0.0, 0.0, 0.0, 0.0, 0.0, 0.0, 0.0, 0.0, 0.0, 0.0, 0.0], [0.0, 0.0, 0.0, 0.0, 0.0, 0.0, 0.0, 0.0, 0.0, 0.0, 0.0, 0.0], [0.0, 0.0, 0.0, 0.0, 0.0, 0.0, 0.0, 0.0, 0.0, 0.0, 0.0, 0.0], [0.0, 0.0, 0.0, 0.0, 0.0, 0.0, 0.0, 0.0, 0.0, 0.0, 0.0, 0.0], [0.0, 0.0, 0.0, 0.0, 0.0, 0.0, 0.0, 0.0, 0.0, 0.0, 0.0, 0.0]] | spar cap, suction side, boolean of materials in each composite layer spanwise, passed as floats for differentiablity, used for Fatigue Analysis
aeroelastic_qblade.sc_ps_mats | input |  | [[0.0, 0.0, 0.0, 0.0, 0.0, 0.0, 0.0, 0.0, 0.0, 0.0, 0.0, 0.0], [0.0, 0.0, 0.0, 0.0, 0.0, 0.0, 0.0, 0.0, 0.0, 0.0, 0.0, 0.0], [0.0, 0.0, 0.0, 0.0, 0.0, 0.0, 0.0, 0.0, 0.0, 0.0, 0.0, 0.0], [0.0, 0.0, 0.0, 0.0, 0.0, 0.0, 0.0, 0.0, 0.0, 0.0, 0.0, 0.0], [0.0, 0.0, 0.0, 0.0, 0.0, 0.0, 0.0, 0.0, 0.0, 0.0, 0.0, 0.0], [0.0, 0.0, 0.0, 0.0, 0.0, 0.0, 0.0, 0.0, 0.0, 0.0, 0.0, 0.0], [0.0, 0.0, 0.0, 0.0, 0.0, 0.0, 0.0, 0.0, 0.0, 0.0, 0.0, 0.0], [0.0, 0.0, 0.0, 0.0, 0.0, 0.0, 0.0, 0.0, 0.0, 0.0, 0.0, 0.0], [0.0, 0.0, 0.0, 0.0, 0.0, 0.0, 0.0, 0.0, 0.0, 0.0, 0.0, 0.0], [0.0, 0.0, 0.0, 0.0, 0.0, 0.0, 0.0, 0.0, 0.0, 0.0, 0.0, 0.0], [0.0, 0.0, 0.0, 0.0, 0.0, 0.0, 0.0, 0.0, 0.0, 0.0, 0.0, 0.0], [0.0, 0.0, 0.0, 0.0, 0.0, 0.0, 0.0, 0.0, 0.0, 0.0, 0.0, 0.0], [0.0, 0.0, 0.0, 0.0, 0.0, 0.0, 0.0, 0.0, 0.0, 0.0, 0.0, 0.0], [0.0, 0.0, 0.0, 0.0, 0.0, 0.0, 0.0, 0.0, 0.0, 0.0, 0.0, 0.0], [0.0, 0.0, 0.0, 0.0, 0.0, 0.0, 0.0, 0.0, 0.0, 0.0, 0.0, 0.0], [0.0, 0.0, 0.0, 0.0, 0.0, 0.0, 0.0, 0.0, 0.0, 0.0, 0.0, 0.0], [0.0, 0.0, 0.0, 0.0, 0.0, 0.0, 0.0, 0.0, 0.0, 0.0, 0.0, 0.0], [0.0, 0.0, 0.0, 0.0, 0.0, 0.0, 0.0, 0.0, 0.0, 0.0, 0.0, 0.0], [0.0, 0.0, 0.0, 0.0, 0.0, 0.0, 0.0, 0.0, 0.0, 0.0, 0.0, 0.0], [0.0, 0.0, 0.0, 0.0, 0.0, 0.0, 0.0, 0.0, 0.0, 0.0, 0.0, 0.0], [0.0, 0.0, 0.0, 0.0, 0.0, 0.0, 0.0, 0.0, 0.0, 0.0, 0.0, 0.0], [0.0, 0.0, 0.0, 0.0, 0.0, 0.0, 0.0, 0.0, 0.0, 0.0, 0.0, 0.0], [0.0, 0.0, 0.0, 0.0, 0.0, 0.0, 0.0, 0.0, 0.0, 0.0, 0.0, 0.0], [0.0, 0.0, 0.0, 0.0, 0.0, 0.0, 0.0, 0.0, 0.0, 0.0, 0.0, 0.0], [0.0, 0.0, 0.0, 0.0, 0.0, 0.0, 0.0, 0.0, 0.0, 0.0, 0.0, 0.0], [0.0, 0.0, 0.0, 0.0, 0.0, 0.0, 0.0, 0.0, 0.0, 0.0, 0.0, 0.0], [0.0, 0.0, 0.0, 0.0, 0.0, 0.0, 0.0, 0.0, 0.0, 0.0, 0.0, 0.0], [0.0, 0.0, 0.0, 0.0, 0.0, 0.0, 0.0, 0.0, 0.0, 0.0, 0.0, 0.0], [0.0, 0.0, 0.0, 0.0, 0.0, 0.0, 0.0, 0.0, 0.0, 0.0, 0.0, 0.0], [0.0, 0.0, 0.0, 0.0, 0.0, 0.0, 0.0, 0.0, 0.0, 0.0, 0.0, 0.0]] | spar cap, pressure side, boolean of materials in each composite layer spanwise, passed as floats for differentiablity, used for Fatigue Analysis
aeroelastic_qblade.te_ss_mats | input |  | [[0.0, 0.0, 0.0, 0.0, 0.0, 0.0, 0.0, 0.0, 0.0, 0.0, 0.0, 0.0], [0.0, 0.0, 0.0, 0.0, 0.0, 0.0, 0.0, 0.0, 0.0, 0.0, 0.0, 0.0], [0.0, 0.0, 0.0, 0.0, 0.0, 0.0, 0.0, 0.0, 0.0, 0.0, 0.0, 0.0], [0.0, 0.0, 0.0, 0.0, 0.0, 0.0, 0.0, 0.0, 0.0, 0.0, 0.0, 0.0], [0.0, 0.0, 0.0, 0.0, 0.0, 0.0, 0.0, 0.0, 0.0, 0.0, 0.0, 0.0], [0.0, 0.0, 0.0, 0.0, 0.0, 0.0, 0.0, 0.0, 0.0, 0.0, 0.0, 0.0], [0.0, 0.0, 0.0, 0.0, 0.0, 0.0, 0.0, 0.0, 0.0, 0.0, 0.0, 0.0], [0.0, 0.0, 0.0, 0.0, 0.0, 0.0, 0.0, 0.0, 0.0, 0.0, 0.0, 0.0], [0.0, 0.0, 0.0, 0.0, 0.0, 0.0, 0.0, 0.0, 0.0, 0.0, 0.0, 0.0], [0.0, 0.0, 0.0, 0.0, 0.0, 0.0, 0.0, 0.0, 0.0, 0.0, 0.0, 0.0], [0.0, 0.0, 0.0, 0.0, 0.0, 0.0, 0.0, 0.0, 0.0, 0.0, 0.0, 0.0], [0.0, 0.0, 0.0, 0.0, 0.0, 0.0, 0.0, 0.0, 0.0, 0.0, 0.0, 0.0], [0.0, 0.0, 0.0, 0.0, 0.0, 0.0, 0.0, 0.0, 0.0, 0.0, 0.0, 0.0], [0.0, 0.0, 0.0, 0.0, 0.0, 0.0, 0.0, 0.0, 0.0, 0.0, 0.0, 0.0], [0.0, 0.0, 0.0, 0.0, 0.0, 0.0, 0.0, 0.0, 0.0, 0.0, 0.0, 0.0], [0.0, 0.0, 0.0, 0.0, 0.0, 0.0, 0.0, 0.0, 0.0, 0.0, 0.0, 0.0], [0.0, 0.0, 0.0, 0.0, 0.0, 0.0, 0.0, 0.0, 0.0, 0.0, 0.0, 0.0], [0.0, 0.0, 0.0, 0.0, 0.0, 0.0, 0.0, 0.0, 0.0, 0.0, 0.0, 0.0], [0.0, 0.0, 0.0, 0.0, 0.0, 0.0, 0.0, 0.0, 0.0, 0.0, 0.0, 0.0], [0.0, 0.0, 0.0, 0.0, 0.0, 0.0, 0.0, 0.0, 0.0, 0.0, 0.0, 0.0], [0.0, 0.0, 0.0, 0.0, 0.0, 0.0, 0.0, 0.0, 0.0, 0.0, 0.0, 0.0], [0.0, 0.0, 0.0, 0.0, 0.0, 0.0, 0.0, 0.0, 0.0, 0.0, 0.0, 0.0], [0.0, 0.0, 0.0, 0.0, 0.0, 0.0, 0.0, 0.0, 0.0, 0.0, 0.0, 0.0], [0.0, 0.0, 0.0, 0.0, 0.0, 0.0, 0.0, 0.0, 0.0, 0.0, 0.0, 0.0], [0.0, 0.0, 0.0, 0.0, 0.0, 0.0, 0.0, 0.0, 0.0, 0.0, 0.0, 0.0], [0.0, 0.0, 0.0, 0.0, 0.0, 0.0, 0.0, 0.0, 0.0, 0.0, 0.0, 0.0], [0.0, 0.0, 0.0, 0.0, 0.0, 0.0, 0.0, 0.0, 0.0, 0.0, 0.0, 0.0], [0.0, 0.0, 0.0, 0.0, 0.0, 0.0, 0.0, 0.0, 0.0, 0.0, 0.0, 0.0], [0.0, 0.0, 0.0, 0.0, 0.0, 0.0, 0.0, 0.0, 0.0, 0.0, 0.0, 0.0], [0.0, 0.0, 0.0, 0.0, 0.0, 0.0, 0.0, 0.0, 0.0, 0.0, 0.0, 0.0]] | trailing edge reinforcement, suction side, boolean of materials in each composite layer spanwise, passed as floats for differentiablity, used for Fatigue Analysis
aeroelastic_qblade.te_ps_mats | input |  | [[0.0, 0.0, 0.0, 0.0, 0.0, 0.0, 0.0, 0.0, 0.0, 0.0, 0.0, 0.0], [0.0, 0.0, 0.0, 0.0, 0.0, 0.0, 0.0, 0.0, 0.0, 0.0, 0.0, 0.0], [0.0, 0.0, 0.0, 0.0, 0.0, 0.0, 0.0, 0.0, 0.0, 0.0, 0.0, 0.0], [0.0, 0.0, 0.0, 0.0, 0.0, 0.0, 0.0, 0.0, 0.0, 0.0, 0.0, 0.0], [0.0, 0.0, 0.0, 0.0, 0.0, 0.0, 0.0, 0.0, 0.0, 0.0, 0.0, 0.0], [0.0, 0.0, 0.0, 0.0, 0.0, 0.0, 0.0, 0.0, 0.0, 0.0, 0.0, 0.0], [0.0, 0.0, 0.0, 0.0, 0.0, 0.0, 0.0, 0.0, 0.0, 0.0, 0.0, 0.0], [0.0, 0.0, 0.0, 0.0, 0.0, 0.0, 0.0, 0.0, 0.0, 0.0, 0.0, 0.0], [0.0, 0.0, 0.0, 0.0, 0.0, 0.0, 0.0, 0.0, 0.0, 0.0, 0.0, 0.0], [0.0, 0.0, 0.0, 0.0, 0.0, 0.0, 0.0, 0.0, 0.0, 0.0, 0.0, 0.0], [0.0, 0.0, 0.0, 0.0, 0.0, 0.0, 0.0, 0.0, 0.0, 0.0, 0.0, 0.0], [0.0, 0.0, 0.0, 0.0, 0.0, 0.0, 0.0, 0.0, 0.0, 0.0, 0.0, 0.0], [0.0, 0.0, 0.0, 0.0, 0.0, 0.0, 0.0, 0.0, 0.0, 0.0, 0.0, 0.0], [0.0, 0.0, 0.0, 0.0, 0.0, 0.0, 0.0, 0.0, 0.0, 0.0, 0.0, 0.0], [0.0, 0.0, 0.0, 0.0, 0.0, 0.0, 0.0, 0.0, 0.0, 0.0, 0.0, 0.0], [0.0, 0.0, 0.0, 0.0, 0.0, 0.0, 0.0, 0.0, 0.0, 0.0, 0.0, 0.0], [0.0, 0.0, 0.0, 0.0, 0.0, 0.0, 0.0, 0.0, 0.0, 0.0, 0.0, 0.0], [0.0, 0.0, 0.0, 0.0, 0.0, 0.0, 0.0, 0.0, 0.0, 0.0, 0.0, 0.0], [0.0, 0.0, 0.0, 0.0, 0.0, 0.0, 0.0, 0.0, 0.0, 0.0, 0.0, 0.0], [0.0, 0.0, 0.0, 0.0, 0.0, 0.0, 0.0, 0.0, 0.0, 0.0, 0.0, 0.0], [0.0, 0.0, 0.0, 0.0, 0.0, 0.0, 0.0, 0.0, 0.0, 0.0, 0.0, 0.0], [0.0, 0.0, 0.0, 0.0, 0.0, 0.0, 0.0, 0.0, 0.0, 0.0, 0.0, 0.0], [0.0, 0.0, 0.0, 0.0, 0.0, 0.0, 0.0, 0.0, 0.0, 0.0, 0.0, 0.0], [0.0, 0.0, 0.0, 0.0, 0.0, 0.0, 0.0, 0.0, 0.0, 0.0, 0.0, 0.0], [0.0, 0.0, 0.0, 0.0, 0.0, 0.0, 0.0, 0.0, 0.0, 0.0, 0.0, 0.0], [0.0, 0.0, 0.0, 0.0, 0.0, 0.0, 0.0, 0.0, 0.0, 0.0, 0.0, 0.0], [0.0, 0.0, 0.0, 0.0, 0.0, 0.0, 0.0, 0.0, 0.0, 0.0, 0.0, 0.0], [0.0, 0.0, 0.0, 0.0, 0.0, 0.0, 0.0, 0.0, 0.0, 0.0, 0.0, 0.0], [0.0, 0.0, 0.0, 0.0, 0.0, 0.0, 0.0, 0.0, 0.0, 0.0, 0.0, 0.0], [0.0, 0.0, 0.0, 0.0, 0.0, 0.0, 0.0, 0.0, 0.0, 0.0, 0.0, 0.0]] | trailing edge reinforcement, pressure side, boolean of materials in each composite layer spanwise, passed as floats for differentiablity, used for Fatigue Analysis
aeroelastic_qblade.lifetime | input | year | 25 | Turbine design lifetime
aeroelastic_qblade.blade_sparU_wohlerexp | input |  | 16.1 | Blade root Wohler exponent, m, in S/N curve S=A*N^-(1/m)
aeroelastic_qblade.blade_sparU_wohlerA | input | Pa | 2236000000 | Blade root parameter, A, in S/N curve S=A*N^-(1/m)
aeroelastic_qblade.blade_sparU_ultstress | input | Pa | 2236000000 | Blade root ultimate stress for material
aeroelastic_qblade.blade_sparL_wohlerexp | input |  | 16.1 | Blade root Wohler exponent, m, in S/N curve S=A*N^-(1/m)
aeroelastic_qblade.blade_sparL_wohlerA | input | Pa | 2236000000 | Blade root parameter, A, in S/N curve S=A*N^-(1/m)
aeroelastic_qblade.blade_sparL_ultstress | input | Pa | 2236000000 | Blade root ultimate stress for material
aeroelastic_qblade.blade_teU_wohlerexp | input |  | 10 | Blade root Wohler exponent, m, in S/N curve S=A*N^-(1/m)
aeroelastic_qblade.blade_teU_wohlerA | input | Pa | 1060000000 | Blade root parameter, A, in S/N curve S=A*N^-(1/m)
aeroelastic_qblade.blade_teU_ultstress | input | Pa | 1060000000 | Blade root ultimate stress for material
aeroelastic_qblade.blade_teL_wohlerexp | input |  | 10 | Blade root Wohler exponent, m, in S/N curve S=A*N^-(1/m)
aeroelastic_qblade.blade_teL_wohlerA | input | Pa | 1060000000 | Blade root parameter, A, in S/N curve S=A*N^-(1/m)
aeroelastic_qblade.blade_teL_ultstress | input | Pa | 1060000000 | Blade root ultimate stress for material
aeroelastic_qblade.Hsig_wave | input | m | 6 | Significant wave height of incident waves
aeroelastic_qblade.Tsig_wave | input | s | 10 | Peak-spectral period of incident waves
aeroelastic_qblade.turbulence_class | input | n/a | B | IEC turbulence class
aeroelastic_qblade.turbine_class | input | n/a | I | IEC turbine class
aeroelastic_qblade.rotor_orientation | input | n/a | upwind | Rotor orientation, either upwind or downwind.
aeroelastic_qblade.definition_layer | input | n/a | [0.0, 0.0, 0.0, 0.0, 0.0, 0.0, 0.0, 0.0, 0.0, 0.0, 0.0, 0.0, 0.0, 0.0, 0.0, 0.0, 0.0] | 1D array of flags identifying how layers are specified in the yaml. 1) all around (skin, paint, ) 2) offset+rotation twist+width (spar caps) 3) offset+user defined rotation+width 4) midpoint TE+width (TE reinf) 5) midpoint LE+width (LE reinf) 6) layer position fixed to other layer (core fillers) 7) start and width 8) end and width 9) start and end nd 10) web layer
aeroelastic_qblade.node_names | input | n/a | ['line1_anchor', 'line2_anchor', 'line3_anchor', 'line1_vessel', 'line2_vessel', 'line3_vessel']
financese_post.machine_rating | input | kW | 5000
financese_post.offset_tcc_per_kW | input | USD/kW | 0
financese_post.bos_per_kW | input | USD/kW | 2979
financese_post.opex_per_kW | input | USD/kW/year | 144
financese_post.plant_aep_in | input | kW*h | 0
financese_post.wake_loss_factor | input |  | 0.15
financese_post.fixed_charge_rate | input |  | 0.075
financese_post.electricity_price | input | USD/kW/h | 0.04
financese_post.reserve_margin_price | input | USD/kW/year | 120
financese_post.capacity_credit | input |  | 1
financese_post.benchmark_price | input | USD/kW/h | 0.071
financese_post.turbine_number | input | n/a | 120
outputs_2_screen_weis.omega_pc | input | rad/s | 0.2
outputs_2_screen_weis.zeta_pc | input |  | 1
outputs_2_screen_weis.Kp_float | input | s | 0
outputs_2_screen_weis.ptfm_freq | input | rad/s | 0.2
outputs_2_screen_weis.omega_vs | input | rad/s | 0.2
outputs_2_screen_weis.zeta_vs | input |  | 1
outputs_2_screen_weis.flp_kp_norm | input |  | 0
outputs_2_screen_weis.flp_tau | input | s | 0
outputs_2_screen_weis.IPC_Kp1p | input | s | 0
outputs_2_screen_weis.IPC_Ki1p | input |  | 0
outputs_2_screen_weis.te_flap_end | input |  | []
rlds_post.brs.root_M | input | N*m | [0.0, 0.0, 0.0] | Blade root moment in blade c.s.
rlds_post.brs.s_f | input |  | 2.5 | Safety factor
rlds_post.brs.d_f | input | m | 0.03 | Diameter of the fastener
rlds_post.brs.sigma_max | input | Pa | 675000000 | Max stress on bolt
rlds_post.constr.strainU_te | input |  | [0.0, 0.0, 0.0, 0.0, 0.0, 0.0, 0.0, 0.0, 0.0, 0.0, 0.0, 0.0, 0.0, 0.0, 0.0, 0.0, 0.0, 0.0, 0.0, 0.0, 0.0, 0.0, 0.0, 0.0, 0.0, 0.0, 0.0, 0.0, 0.0, 0.0] | strain in trailing edge on upper surface at location xu,yu_strain with loads P_strain
rlds_post.constr.strainL_te | input |  | [0.0, 0.0, 0.0, 0.0, 0.0, 0.0, 0.0, 0.0, 0.0, 0.0, 0.0, 0.0, 0.0, 0.0, 0.0, 0.0, 0.0, 0.0, 0.0, 0.0, 0.0, 0.0, 0.0, 0.0, 0.0, 0.0, 0.0, 0.0, 0.0, 0.0] | strain in trailing edge on lower surface at location xl,yl_strain with loads P_strain
rlds_post.constr.max_strainU_spar | input |  | 0.004 | maximum strain in spar cap suction side
rlds_post.constr.max_strainL_spar | input |  | 0.004 | maximum strain in spar cap pressure side
rlds_post.constr.max_strainU_te | input |  | 1 | maximum strain in spar cap suction side
rlds_post.constr.max_strainL_te | input |  | 1 | maximum strain in spar cap pressure side
rlds_post.constr.s_opt_spar_cap_ss | input |  | [0.0, 0.0, 0.0, 0.0, 0.0, 0.0, 0.0, 0.0, 0.0, 0.0, 0.0, 0.0, 0.0, 0.0, 0.0, 0.0, 0.0, 0.0, 0.0, 0.0, 0.0, 0.0, 0.0, 0.0, 0.0, 0.0, 0.0, 0.0, 0.0, 0.0] | 1D array of the non-dimensional spanwise grid defined along blade axis to optimize the blade spar cap suction side
rlds_post.constr.s_opt_spar_cap_ps | input |  | [0.0, 0.0, 0.0, 0.0, 0.0, 0.0, 0.0, 0.0, 0.0, 0.0, 0.0, 0.0, 0.0, 0.0, 0.0, 0.0, 0.0, 0.0, 0.0, 0.0, 0.0, 0.0, 0.0, 0.0, 0.0, 0.0, 0.0, 0.0, 0.0, 0.0] | 1D array of the non-dimensional spanwise grid defined along blade axis to optimize the blade spar cap pressure side
rlds_post.constr.s_opt_te_ss | input |  | [0.0, 0.0, 0.0, 0.0, 0.0, 0.0, 0.0, 0.0, 0.0, 0.0, 0.0, 0.0, 0.0, 0.0, 0.0, 0.0, 0.0, 0.0, 0.0, 0.0, 0.0, 0.0, 0.0, 0.0, 0.0, 0.0, 0.0, 0.0, 0.0, 0.0] | 1D array of the non-dimensional spanwise grid defined along blade axis to optimize the blade trailing edge suction side
rlds_post.constr.s_opt_te_ps | input |  | [0.0, 0.0, 0.0, 0.0, 0.0, 0.0, 0.0, 0.0, 0.0, 0.0, 0.0, 0.0, 0.0, 0.0, 0.0, 0.0, 0.0, 0.0, 0.0, 0.0, 0.0, 0.0, 0.0, 0.0, 0.0, 0.0, 0.0, 0.0, 0.0, 0.0] | 1D array of the non-dimensional spanwise grid defined along blade axis to optimize the blade trailing edge pressure side
rlds_post.constr.rated_Omega | input | rpm | 0 | rotor rotation speed at rated
rlds_post.constr.flap_mode_freqs | input | Hz | [0.0, 0.0, 0.0, 0.0, 0.0] | Frequencies associated with mode shapes in the flap direction
rlds_post.constr.edge_mode_freqs | input | Hz | [0.0, 0.0, 0.0, 0.0, 0.0] | Frequencies associated with mode shapes in the edge direction
rlds_post.constr.tors_mode_freqs | input | Hz | [0.0, 0.0, 0.0, 0.0, 0.0] | Frequencies associated with mode shapes in the torsional direction
rlds_post.constr.blade_number | input | n/a | 3
sse_tune.v_min | input | m/s | 3 | cut-in wind speed
sse_tune.v_max | input | m/s | 25 | cut-out wind speed
sse_tune.precone | input | deg | 2.4998 | precone angle
sse_tune.tilt | input | deg | 4.9996 | shaft tilt
sse_tune.yaw | input | deg | 0 | yaw error
sse_tune.rho | input | kg/m**3 | 1.225 | density of air
sse_tune.mu | input | kg/m/s | 1.81e-05 | dynamic viscosity of air
sse_tune.aeroperf_tables.shearExp | input |  | 0 | shear exponent
sse_tune.airfoils_aoa | input | deg | [-180.0, -177.0, -174.0, -171.0, -168.0, -165.0, -162.0, -159.0, -156.0, -153.0, -149.99999999999997, -147.0, -144.0, -140.99999999999997, -138.0, -135.0, -131.99999999999997, -129.0, -126.0, -122.99999999999999, -119.99999999999999, -117.0, -114.0, -110.99999999999999, -108.0, -105.0, -101.99999999999999, -98.99999999999999, -96.0, -92.99999999999999, -89.99999999999999, -87.0, -83.99999999999999, -80.99999999999999, -78.0, -74.99999999999999, -71.99999999999999, -69.0, -65.99999999999999, -63.0, -59.999999999999986, -56.99999999999999, -54.0, -50.999999999999986, -47.99999999999999, -45.0, -41.999999999999986, -38.99999999999999, -36.0, -32.999999999999986, -29.999999999999996, -29.393939393939394, -28.787878787878785, -28.18181818181818, -27.575757575757574, -26.969696969696965, -26.363636363636363, -25.757575757575754, -25.15151515151515, -24.545454545454543, -23.939393939393938, -23.33333333333333, -22.727272727272727, -22.12121212121212, -21.515151515151512, -20.90909090909091, -20.3030303030303, -19.696969696969695, -19.09090909090909, -18.484848484848484, -17.878787878787875, -17.272727272727273, -16.666666666666664, -16.06060606060606, -15.454545454545455, -14.848484848484848, -14.24242424242424, -13.636363636363633, -13.03030303030303, -12.424242424242424, -11.818181818181817, -11.212121212121213, -10.606060606060606, -9.999999999999998, -9.393939393939394, -8.787878787878787, -8.18181818181818, -7.575757575757576, -6.96969696969697, -6.363636363636362, -5.757575757575755, -5.151515151515151, -4.545454545454545, -3.9393939393939377, -3.333333333333334, -2.7272727272727266, -2.1212121212121198, -1.515151515151516, -0.9090909090909121, -0.30303030303030193, 0.30303030303030193, 0.9090909090909121, 1.515151515151516, 2.1212121212121198, 2.72727272727273, 3.333333333333334, 3.9393939393939377, 4.545454545454548, 5.151515151515151, 5.757575757575755, 6.363636363636366, 6.96969696969697, 7.5757575757575735, 8.181818181818183, 8.787878787878787, 9.393939393939391, 10.000000000000002, 10.606060606060606, 11.21212121212121, 11.818181818181818, 12.424242424242424, 13.030303030303028, 13.636363636363637, 14.24242424242424, 14.848484848484844, 15.454545454545455, 16.06060606060606, 16.666666666666664, 17.272727272727273, 17.878787878787875, 18.484848484848488, 19.09090909090909, 19.696969696969695, 20.303030303030305, 20.90909090909091, 21.515151515151512, 22.12121212121212, 22.727272727272727, 23.33333333333333, 23.93939393939394, 24.545454545454543, 25.15151515151515, 25.757575757575758, 26.363636363636363, 26.969696969696965, 27.57575757575757, 28.181818181818173, 28.78787878787879, 29.393939393939394, 29.999999999999996, 32.99999999999999, 36.0, 39.0, 41.99999999999999, 45.0, 48.0, 50.99999999999999, 54.0, 57.00000000000001, 60.00000000000001, 63.0, 65.99999999999999, 69.00000000000001, 72.0, 75.0, 78.00000000000001, 81.0, 84.0, 87.00000000000001, 90.0, 92.99999999999999, 96.00000000000001, 99.0, 101.99999999999999, 105.00000000000001, 108.0, 111.00000000000001, 114.00000000000001, 117.0, 120.00000000000001, 123.00000000000001, 126.0, 129.00000000000003, 132.0, 135.0, 138.00000000000003, 141.0, 144.0, 147.0, 150.0, 153.0, 156.0, 159.0, 162.0, 165.0, 168.0, 171.0, 174.0, 177.0, 180.0] | angle of attack grid for polars
sse_tune.airfoils_Re | input |  | 1000000 | Reynolds numbers of polars
sse_tune.aeroperf_tables.pitch_vector_in | input | deg | [0.0, 0.0, 0.0, 0.0, 0.0, 0.0, 0.0, 0.0, 0.0, 0.0] | pitch vector specified by the user
sse_tune.aeroperf_tables.tsr_vector_in | input |  | [0.0, 0.0, 0.0, 0.0, 0.0, 0.0, 0.0, 0.0, 0.0, 0.0] | tsr vector specified by the user
sse_tune.aeroperf_tables.U_vector_in | input | m/s | 0 | wind vector specified by the user
sse_tune.nBlades | input | n/a | 3 | number of blades
sse_tune.aeroperf_tables.nSector | input | n/a | 4 | number of sectors to divide rotor face into in computing thrust and power
sse_tune.aeroperf_tables.tiploss | input | n/a | TRUE | include Prandtl tip loss model
sse_tune.aeroperf_tables.hubloss | input | n/a | TRUE | include Prandtl hub loss model
sse_tune.aeroperf_tables.wakerotation | input | n/a | TRUE | include effect of wake rotation (i.e., tangential induction factor is nonzero)
sse_tune.aeroperf_tables.usecd | input | n/a | TRUE | use drag coefficient in computing induction factors
sse_tune.tune_rosco.gear_ratio | input |  | 96 | Gearbox Ratio
sse_tune.rated_power | input | W | 5000000 | Rated power
sse_tune.tune_rosco.max_pitch_rate | input | rad/s | 0.1745 | Maximum allowed blade pitch rate
sse_tune.tune_rosco.max_torque_rate | input | N*m/s | 1500000 | Maximum allowed generator torque rate
sse_tune.tsr_operational | input |  | 7.0175 | Operational tip-speed ratio
sse_tune.omega_min | input | rad/s | 0.72256 | Minimum rotor speed
sse_tune.tune_rosco.gearbox_efficiency | input |  | 0.975 | Gearbox efficiency
sse_tune.tune_rosco.max_pitch | input | rad | 1.57
sse_tune.tune_rosco.min_pitch | input | rad | 0
sse_tune.tune_rosco.vs_minspd | input | rad/s | 0
sse_tune.tune_rosco.ss_vsgain | input |  | 1
sse_tune.tune_rosco.ss_pcgain | input |  | 0.001
sse_tune.tune_rosco.ps_percent | input |  | 0.8
sse_tune.tune_rosco.shearExp | input |  | 0 | shear exponent
sse_tune.tune_rosco.delta_max_pos | input | rad | [] | 1D array of the max angle of the trailing edge flaps.
sse_tune.tune_rosco.zeta_pc | input |  | 1 | Pitch controller damping ratio
sse_tune.tune_rosco.omega_pc | input | rad/s | 0.2 | Pitch controller natural frequency
sse_tune.tune_rosco.stability_margin | input |  | 0 | Maximum stability margin for robust scheduling
sse_tune.tune_rosco.omega_pc_max | input |  | 0 | Maximum allowable omega margin for robust scheduling
sse_tune.tune_rosco.ptfm_freq | input | rad/s | 0.2 | Platform natural frequency
sse_tune.tune_rosco.Kp_float | input | s | 0 | Floating feedback gain
sse_tune.tune_rosco.zeta_vs | input |  | 1 | Generator torque controller damping ratio
sse_tune.tune_rosco.omega_vs | input | rad/s | 0.2 | Generator torque controller natural frequency
sse_tune.tune_rosco.IPC_Kp1p | input | s | 0 | Individual pitch controller 1p proportional gain
sse_tune.tune_rosco.IPC_Ki1p | input |  | 0 | Individual pitch controller 1p integral gain
sse_tune.tune_rosco.nSector | input | n/a | 4 | number of sectors to divide rotor face into in computing thrust and power
sse_tune.tune_rosco.tiploss | input | n/a | TRUE | include Prandtl tip loss model
sse_tune.tune_rosco.hubloss | input | n/a | TRUE | include Prandtl hub loss model
sse_tune.tune_rosco.wakerotation | input | n/a | TRUE | include effect of wake rotation (i.e., tangential induction factor is nonzero)
sse_tune.tune_rosco.usecd | input | n/a | TRUE | use drag coefficient in computing induction factors
stall_check_of.stall_margin | input | deg | 2.9983 | Minimum margin from the stall angle
stall_check_of.min_s | input |  | 0.25 | Minimum nondimensional coordinate along blade span where to define the constraint (blade root typically stalls)
stall_check_of.airfoils_aoa | input | deg | [-180.0, -177.0, -174.0, -171.0, -168.0, -165.0, -162.0, -159.0, -156.0, -153.0, -149.99999999999997, -147.0, -144.0, -140.99999999999997, -138.0, -135.0, -131.99999999999997, -129.0, -126.0, -122.99999999999999, -119.99999999999999, -117.0, -114.0, -110.99999999999999, -108.0, -105.0, -101.99999999999999, -98.99999999999999, -96.0, -92.99999999999999, -89.99999999999999, -87.0, -83.99999999999999, -80.99999999999999, -78.0, -74.99999999999999, -71.99999999999999, -69.0, -65.99999999999999, -63.0, -59.999999999999986, -56.99999999999999, -54.0, -50.999999999999986, -47.99999999999999, -45.0, -41.999999999999986, -38.99999999999999, -36.0, -32.999999999999986, -29.999999999999996, -29.393939393939394, -28.787878787878785, -28.18181818181818, -27.575757575757574, -26.969696969696965, -26.363636363636363, -25.757575757575754, -25.15151515151515, -24.545454545454543, -23.939393939393938, -23.33333333333333, -22.727272727272727, -22.12121212121212, -21.515151515151512, -20.90909090909091, -20.3030303030303, -19.696969696969695, -19.09090909090909, -18.484848484848484, -17.878787878787875, -17.272727272727273, -16.666666666666664, -16.06060606060606, -15.454545454545455, -14.848484848484848, -14.24242424242424, -13.636363636363633, -13.03030303030303, -12.424242424242424, -11.818181818181817, -11.212121212121213, -10.606060606060606, -9.999999999999998, -9.393939393939394, -8.787878787878787, -8.18181818181818, -7.575757575757576, -6.96969696969697, -6.363636363636362, -5.757575757575755, -5.151515151515151, -4.545454545454545, -3.9393939393939377, -3.333333333333334, -2.7272727272727266, -2.1212121212121198, -1.515151515151516, -0.9090909090909121, -0.30303030303030193, 0.30303030303030193, 0.9090909090909121, 1.515151515151516, 2.1212121212121198, 2.72727272727273, 3.333333333333334, 3.9393939393939377, 4.545454545454548, 5.151515151515151, 5.757575757575755, 6.363636363636366, 6.96969696969697, 7.5757575757575735, 8.181818181818183, 8.787878787878787, 9.393939393939391, 10.000000000000002, 10.606060606060606, 11.21212121212121, 11.818181818181818, 12.424242424242424, 13.030303030303028, 13.636363636363637, 14.24242424242424, 14.848484848484844, 15.454545454545455, 16.06060606060606, 16.666666666666664, 17.272727272727273, 17.878787878787875, 18.484848484848488, 19.09090909090909, 19.696969696969695, 20.303030303030305, 20.90909090909091, 21.515151515151512, 22.12121212121212, 22.727272727272727, 23.33333333333333, 23.93939393939394, 24.545454545454543, 25.15151515151515, 25.757575757575758, 26.363636363636363, 26.969696969696965, 27.57575757575757, 28.181818181818173, 28.78787878787879, 29.393939393939394, 29.999999999999996, 32.99999999999999, 36.0, 39.0, 41.99999999999999, 45.0, 48.0, 50.99999999999999, 54.0, 57.00000000000001, 60.00000000000001, 63.0, 65.99999999999999, 69.00000000000001, 72.0, 75.0, 78.00000000000001, 81.0, 84.0, 87.00000000000001, 90.0, 92.99999999999999, 96.00000000000001, 99.0, 101.99999999999999, 105.00000000000001, 108.0, 111.00000000000001, 114.00000000000001, 117.0, 120.00000000000001, 123.00000000000001, 126.0, 129.00000000000003, 132.0, 135.0, 138.00000000000003, 141.0, 144.0, 147.0, 150.0, 153.0, 156.0, 159.0, 162.0, 165.0, 168.0, 171.0, 174.0, 177.0, 180.0] | angle of attack grid for polars
tcons_post.rated_Omega | input | rpm | 0 | rotor rotation speed at rated
tcons_post.tower_freq | input | Hz | 0
tcons_post.blade_number | input | n/a | 3
tcons_post.precone | input | deg | 2.4998
tcons_post.tilt | input | deg | 4.9996
tcons_post.overhang | input | m | 5
tcons_post.ref_axis_tower | input | m | [[0.0, 0.0, 10.0], [0.0, 0.0, 17.76], [0.0, 0.0, 25.52], [0.0, 0.0, 33.28], [0.0, 0.0, 41.04], [0.0, 0.0, 48.8], [0.0, 0.0, 56.56], [0.0, 0.0, 64.32], [0.0, 0.0, 72.08], [0.0, 0.0, 79.84], [0.0, 0.0, 87.6]]
tcons_post.outer_diameter_full | input | m | [6.5, 6.24, 5.97, 5.71, 5.45, 5.18, 4.92, 4.66, 4.4, 4.13, 3.8699999999999997]
tcons_post.max_allowable_td_ratio | input |  | 1.4175
tcons_post.rotor_orientation | input | n/a | upwind
financese.machine_rating | input | kW | 5000
financese.offset_tcc_per_kW | input | USD/kW | 0
financese.bos_per_kW | input | USD/kW | 2979
financese.opex_per_kW | input | USD/kW/year | 144
financese.plant_aep_in | input | kW*h | 0
financese.wake_loss_factor | input |  | 0.15
financese.fixed_charge_rate | input |  | 0.075
financese.electricity_price | input | USD/kW/h | 0.04
financese.reserve_margin_price | input | USD/kW/year | 120
financese.capacity_credit | input |  | 1
financese.benchmark_price | input | USD/kW/h | 0.071
financese.turbine_number | input | n/a | 120
outputs_2_screen.My_std | input | N*m | 0
outputs_2_screen.flp1_std | input | deg | 0
outputs_2_screen.PC_omega | input | rad/s | 0
outputs_2_screen.PC_zeta | input |  | 0
outputs_2_screen.VS_omega | input | rad/s | 0
outputs_2_screen.VS_zeta | input |  | 0
outputs_2_screen.Flp_omega | input | rad/s | 0
outputs_2_screen.Flp_zeta | input |  | 0
floatingse.Hsig_wave | input | m | 6
floatingse.survival_heel | input | rad | 0.17453
floatingse.transition_node | input | m | [0.0, 0.0, 10.0]
floatingse.transition_piece_mass | input | kg | 0
floatingse.mooring_fairlead_joints | input | m | [[0.0, 0.0, 0.0], [0.0, 0.0, 0.0], [0.0, 0.0, 0.0]]
floatingse.yaw | input | deg | 0
floatingse.rho_water | input | kg/m**3 | 1025
floatingse.z0 | input | m | 0
floatingse.water_depth | input | m | 320
floatingse.Uc | input | m/s | 0 | mean current speed
floatingse.Tsig_wave | input | s | 10
floatingse.beta_wave | input | deg | 0
floatingse.mu_water | input | kg/m/s | 0.0013351
floatingse.shearExp | input |  | 0.11
floatingse.beta_wind | input | deg | 0
floatingse.rho_air | input | kg/m**3 | 1.225
floatingse.mu_air | input | kg/m/s | 1.81e-05
floatingse.transition_piece_cost | input | USD | 0
floatingse.member0.s_in | input |  | [0.0, 0.38462, 0.4, 0.8308, 0.8923, 1.0]
floatingse.member0.s_const1 | input |  | 0
floatingse.member0.s_const2 | input |  | 0
floatingse.E_mat | input | Pa | [[3440000000.0, 3440000000.0, 3440000000.0], [41800000000.0, 14000000000.0, 2630000000.0], [27700000000.0, 13650000000.0, 7200000000.0], [13600000000.0, 13300000000.0, 11800000000.0], [200000000000.0, 200000000000.0, 200000000000.0], [205000000000.0, 205000000000.0, 205000000000.0], [118000000000.0, 118000000000.0, 118000000000.0], [98460000.0, 98460000.0, 98460000.0], [114500000000.0, 8390000000.0, 5990000000.0], [1000000.0, 1000000.0, 1000000.0], [1.0, 1.0, 1.0], [4560000.0, 4560000.0, 4560000.0]]
floatingse.member0.E_user | input | Pa | 0
floatingse.G_mat | input | Pa | [[1323000000.0, 1323000000.0, 1323000000.0], [2630000000.0, 2630000000.0, 2630000000.0], [7200000000.0, 7200000000.0, 7200000000.0], [11800000000.0, 11800000000.0, 11800000000.0], [79300000000.0, 79300000000.0, 79300000000.0], [80000000000.0, 80000000000.0, 80000000000.0], [47600000000.0, 47600000000.0, 47600000000.0], [98460000.0, 98460000.0, 98460000.0], [5990000000.0, 5990000000.0, 5990000000.0], [384615.3846153846, 384615.3846153846, 384615.3846153846], [1.0, 1.0, 1.0], [1520000.0, 1520000.0, 1520000.0]]
floatingse.sigma_y_mat | input | Pa | [0.0, 0.0, 0.0, 0.0, 345000000.0, 485000000.0, 265000000.0, 0.0, 0.0, 0.0, 0.0, 0.0]
floatingse.sigma_ult_mat | input | Pa | [[74000000.0, 74000000.0, 74000000.0], [1060000000.0, 66300000.0, 26600000.0], [54500000.0, 54500000.0, 26600000.0], [54470000.0, 54470000.0, 26600000.0], [450000000.0, 450000000.0, 450000000.0], [814000000.0, 814000000.0, 814000000.0], [310000000.0, 310000000.0, 310000000.0], [6040000.0, 6040000.0, 6040000.0], [2236000000.0, 0.0, 0.0], [61510000.0, 61510000.0, 61510000.0], [0.0, 0.0, 0.0], [690000.0, 690000.0, 690000.0]]
floatingse.wohler_exp_mat | input |  | [1.0, 10.0, 10.0, 10.0, 3.0, 3.0, 3.0, 1.0, 16.1, 1.0, 1.0, 1.0]
floatingse.wohler_A_mat | input |  | [87000000.0, 1060000000.0, 197000000.0, 197000000.0, 35534648443.719765, 35534648443.719765, 310000000.0, 6040000.0, 2236000000.0, 65360000.0, 0.0, 690000.0]
floatingse.rho_mat | input | kg/m**3 | [1235.0, 1920.0, 1850.0, 1780.0, 7800.0, 7850.0, 7200.0, 200.0, 1220.0, 1150.0, 5000.0, 1100.0]
floatingse.unit_cost_mat | input | USD/kg | [7.23, 1.87, 2.86, 3.0, 0.7, 0.9, 0.5, 13.0, 30.0, 3.63, 1.0, 9.0]
floatingse.member0.outfitting_factor_in | input |  | 1
floatingse.member0.layer_materials | input | n/a | steel
floatingse.member0.ballast_materials | input | n/a | ['slurry', 'seawater']
floatingse.material_names | input | n/a | ['Gelcoat', 'glassUD', 'glassTri', 'glassDB', 'steel', 'steel_drive', 'cast_iron', 'FOAM', 'CarbonUD', 'resin', 'slurry', 'adhesive']
floatingse.labor_cost_rate | input | USD/min | 0.98
floatingse.painting_cost_rate | input | USD/m**2 | 30
floatingse.member0.grid_axial_joints | input |  | 0.38462
floatingse.member0.bulkhead_grid | input |  | [0.0, 0.1, 0.5, 0.8308, 1.0]
floatingse.member0.bulkhead_thickness | input | m | [0.1, 0.05, 0.05, 0.05, 0.05]
floatingse.member0.ring_stiffener_web_height | input | m | 0
floatingse.member0.ring_stiffener_web_thickness | input | m | 0
floatingse.member0.ring_stiffener_flange_width | input | m | 0
floatingse.member0.ring_stiffener_flange_thickness | input | m | 0
floatingse.member0.ring_stiffener_spacing | input |  | 0
floatingse.member0.axial_stiffener_web_height | input | m | 0
floatingse.member0.axial_stiffener_web_thickness | input | m | 0
floatingse.member0.axial_stiffener_flange_width | input | m | 0
floatingse.member0.axial_stiffener_flange_thickness | input | m | 0
floatingse.member0.axial_stiffener_spacing | input | rad | 0
floatingse.member0.ballast_grid | input |  | [[0.0, 0.4], [0.4, 1.0]]
floatingse.member0.ballast_volume | input | m**3 | [900.0, 0.0]
floatingse.member0:mass_user | input | kg | 0
floatingse.member1.s_in | input |  | [0.0, 1.0]
floatingse.member1.s_const1 | input |  | 0
floatingse.member1.s_const2 | input |  | 0
floatingse.member1.E_user | input | Pa | 0
floatingse.member1.outfitting_factor_in | input |  | 1
floatingse.member1.layer_materials | input | n/a | steel
floatingse.member1.ballast_materials | input | n/a | []
floatingse.member1.grid_axial_joints | input |  | []
floatingse.member1.bulkhead_grid | input |  | [0.0, 1.0]
floatingse.member1.bulkhead_thickness | input | m | [0.02, 0.02]
floatingse.member1.ring_stiffener_web_height | input | m | 0
floatingse.member1.ring_stiffener_web_thickness | input | m | 0
floatingse.member1.ring_stiffener_flange_width | input | m | 0
floatingse.member1.ring_stiffener_flange_thickness | input | m | 0
floatingse.member1.ring_stiffener_spacing | input |  | 0
floatingse.member1.axial_stiffener_web_height | input | m | 0
floatingse.member1.axial_stiffener_web_thickness | input | m | 0
floatingse.member1.axial_stiffener_flange_width | input | m | 0
floatingse.member1.axial_stiffener_flange_thickness | input | m | 0
floatingse.member1.axial_stiffener_spacing | input | rad | 0
floatingse.member1.ballast_grid | input |  | []
floatingse.member1.ballast_volume | input | m**3 | []
floatingse.member1:mass_user | input | kg | 0
floatingse.member2.s_in | input |  | [0.0, 1.0]
floatingse.member2.s_const1 | input |  | 0
floatingse.member2.s_const2 | input |  | 0
floatingse.member2.E_user | input | Pa | 0
floatingse.member2.outfitting_factor_in | input |  | 1
floatingse.member2.layer_materials | input | n/a | steel
floatingse.member2.ballast_materials | input | n/a | []
floatingse.member2.grid_axial_joints | input |  | []
floatingse.member2.bulkhead_grid | input |  | [0.0, 1.0]
floatingse.member2.bulkhead_thickness | input | m | [0.02, 0.02]
floatingse.member2.ring_stiffener_web_height | input | m | 0
floatingse.member2.ring_stiffener_web_thickness | input | m | 0
floatingse.member2.ring_stiffener_flange_width | input | m | 0
floatingse.member2.ring_stiffener_flange_thickness | input | m | 0
floatingse.member2.ring_stiffener_spacing | input |  | 0
floatingse.member2.axial_stiffener_web_height | input | m | 0
floatingse.member2.axial_stiffener_web_thickness | input | m | 0
floatingse.member2.axial_stiffener_flange_width | input | m | 0
floatingse.member2.axial_stiffener_flange_thickness | input | m | 0
floatingse.member2.axial_stiffener_spacing | input | rad | 0
floatingse.member2.ballast_grid | input |  | []
floatingse.member2.ballast_volume | input | m**3 | []
floatingse.member2:mass_user | input | kg | 0
floatingse.member3.s_in | input |  | [0.0, 1.0]
floatingse.member3.s_const1 | input |  | 0
floatingse.member3.s_const2 | input |  | 0
floatingse.member3.E_user | input | Pa | 0
floatingse.member3.outfitting_factor_in | input |  | 1
floatingse.member3.layer_materials | input | n/a | steel
floatingse.member3.ballast_materials | input | n/a | []
floatingse.member3.grid_axial_joints | input |  | []
floatingse.member3.bulkhead_grid | input |  | [0.0, 1.0]
floatingse.member3.bulkhead_thickness | input | m | [0.02, 0.02]
floatingse.member3.ring_stiffener_web_height | input | m | 0
floatingse.member3.ring_stiffener_web_thickness | input | m | 0
floatingse.member3.ring_stiffener_flange_width | input | m | 0
floatingse.member3.ring_stiffener_flange_thickness | input | m | 0
floatingse.member3.ring_stiffener_spacing | input |  | 0
floatingse.member3.axial_stiffener_web_height | input | m | 0
floatingse.member3.axial_stiffener_web_thickness | input | m | 0
floatingse.member3.axial_stiffener_flange_width | input | m | 0
floatingse.member3.axial_stiffener_flange_thickness | input | m | 0
floatingse.member3.axial_stiffener_spacing | input | rad | 0
floatingse.member3.ballast_grid | input |  | []
floatingse.member3.ballast_volume | input | m**3 | []
floatingse.member3:mass_user | input | kg | 0
floatingse.anchor_mass | input | kg | 0
floatingse.anchor_cost | input | USD | 0
floatingse.anchor_max_vertical_load | input | N | 1e+30
floatingse.anchor_max_lateral_load | input | N | 1e+30
floatingse.line_mass_density_coeff | input | kg/m**3 | 0
floatingse.line_stiffness_coeff | input | N/m**2 | 0
floatingse.line_breaking_load_coeff | input | N/m**2 | 0
floatingse.line_cost_rate_coeff | input | USD/m**3 | 0
floatingse.max_surge_fraction | input |  | 0.1
floatingse.operational_heel | input | rad | 0.17453
tcc.bearing_mass_cost_coeff | input | USD/kg | 4.5
tcc.bedplate_mass_cost_coeff | input | USD/kg | 2.9
tcc.blade_mass_cost_coeff | input | USD/kg | 14.6
tcc.brake_mass_cost_coeff | input | USD/kg | 3.6254
tcc.machine_rating | input | kW | 5000
tcc.controls_machine_rating_cost_coeff | input | USD/kW | 21.15
tcc.converter_mass_cost_coeff | input | USD/kg | 18.8
tcc.cover_mass_cost_coeff | input | USD/kg | 5.7
tcc.elec_connec_machine_rating_cost_coeff | input | USD/kW | 41.85
tcc.gearbox_torque_density | input | N*m/kg | 200 | In 2024, modern 5-7MW gearboxes are able to reach 200 Nm/kg
tcc.gearbox_torque_cost | input | USD/kN/m | 50 | In 2024, modern 5-7MW gearboxes cost approx $50/kNm
tcc.generator_mass_cost_coeff | input | USD/kg | 12.4
tcc.hss_mass_cost_coeff | input | USD/kg | 6.8
tcc.hub_assemblyCostMultiplier | input |  | 0
tcc.hub_overheadCostMultiplier | input |  | 0
tcc.hub_profitMultiplier | input |  | 0
tcc.hub_transportMultiplier | input |  | 0
tcc.hub_mass_cost_coeff | input | USD/kg | 3.9
tcc.hvac_mass_cost_coeff | input | USD/kg | 124
tcc.lss_mass_cost_coeff | input | USD/kg | 11.9
tcc.nacelle_assemblyCostMultiplier | input |  | 0
tcc.nacelle_overheadCostMultiplier | input |  | 0
tcc.nacelle_profitMultiplier | input |  | 0
tcc.nacelle_transportMultiplier | input |  | 0
tcc.main_bearing_number | input | n/a | 2
tcc.pitch_system_mass_cost_coeff | input | USD/kg | 22.1
tcc.platforms_mass_cost_coeff | input | USD/kg | 17.1
tcc.crane_cost | input | USD | 12000
tcc.crane | input | n/a | FALSE
tcc.blade_number | input | n/a | 3
tcc.spinner_mass_cost_coeff | input | USD/kg | 11.1
tcc.tower_assemblyCostMultiplier | input |  | 0
tcc.tower_overheadCostMultiplier | input |  | 0
tcc.tower_profitMultiplier | input |  | 0
tcc.tower_transportMultiplier | input |  | 0
tcc.tower_mass_cost_coeff | input | USD/kg | 2.9
tcc.transformer_mass_cost_coeff | input | USD/kg | 18.8
tcc.turbine_assemblyCostMultiplier | input |  | 0
tcc.turbine_overheadCostMultiplier | input |  | 0
tcc.turbine_profitMultiplier | input |  | 0
tcc.turbine_transportMultiplier | input |  | 0
tcc.yaw_mass_cost_coeff | input | USD/kg | 8.3
tcons.blade_number | input | n/a | 3
tcons.precone | input | deg | 2.4998
tcons.tilt | input | deg | 4.9996
tcons.overhang | input | m | 5
tcons.outer_diameter_full | input | m | [6.5, 6.24, 5.97, 5.71, 5.45, 5.18, 4.92, 4.66, 4.4, 4.13, 3.8699999999999997]
tcons.max_allowable_td_ratio | input |  | 1.4175
tcons.rotor_orientation | input | n/a | upwind
towerse.env.distLoads.waveLoads_Px | input | N/m | [0.0, 0.0, 0.0, 0.0, 0.0, 0.0, 0.0, 0.0, 0.0, 0.0, 0.0, 0.0, 0.0, 0.0, 0.0, 0.0, 0.0, 0.0, 0.0, 0.0, 0.0, 0.0, 0.0, 0.0, 0.0, 0.0, 0.0, 0.0, 0.0, 0.0, 0.0]
towerse.env.distLoads.waveLoads_Py | input | N/m | [0.0, 0.0, 0.0, 0.0, 0.0, 0.0, 0.0, 0.0, 0.0, 0.0, 0.0, 0.0, 0.0, 0.0, 0.0, 0.0, 0.0, 0.0, 0.0, 0.0, 0.0, 0.0, 0.0, 0.0, 0.0, 0.0, 0.0, 0.0, 0.0, 0.0, 0.0]
towerse.env.distLoads.waveLoads_Pz | input | N/m | [0.0, 0.0, 0.0, 0.0, 0.0, 0.0, 0.0, 0.0, 0.0, 0.0, 0.0, 0.0, 0.0, 0.0, 0.0, 0.0, 0.0, 0.0, 0.0, 0.0, 0.0, 0.0, 0.0, 0.0, 0.0, 0.0, 0.0, 0.0, 0.0, 0.0, 0.0]
towerse.env.distLoads.waveLoads_qdyn | input | N/m**2 | [0.0, 0.0, 0.0, 0.0, 0.0, 0.0, 0.0, 0.0, 0.0, 0.0, 0.0, 0.0, 0.0, 0.0, 0.0, 0.0, 0.0, 0.0, 0.0, 0.0, 0.0, 0.0, 0.0, 0.0, 0.0, 0.0, 0.0, 0.0, 0.0, 0.0, 0.0]
towerse.env.distLoads.waveLoads_z | input | m | [0.0, 0.0, 0.0, 0.0, 0.0, 0.0, 0.0, 0.0, 0.0, 0.0, 0.0, 0.0, 0.0, 0.0, 0.0, 0.0, 0.0, 0.0, 0.0, 0.0, 0.0, 0.0, 0.0, 0.0, 0.0, 0.0, 0.0, 0.0, 0.0, 0.0, 0.0]
towerse.env.distLoads.waveLoads_beta | input | deg | 0
towerse.yaw | input | deg | 0
towerse.z0 | input | m | 0
towerse.shearExp | input |  | 0.11
towerse.beta_wind | input | deg | 0
towerse.rho_air | input | kg/m**3 | 1.225
towerse.mu_air | input | kg/m/s | 1.81e-05
towerse.cd_usr | input |  | [-1.0, -1.0, -1.0, -1.0, -1.0, -1.0, -1.0, -1.0, -1.0, -1.0, -1.0, -1.0, -1.0, -1.0, -1.0, -1.0, -1.0, -1.0, -1.0, -1.0, -1.0, -1.0, -1.0, -1.0, -1.0, -1.0, -1.0, -1.0, -1.0, -1.0, -1.0]
towerse.s_all | input |  | [0.0, 0.0, 0.0, 0.0, 0.0, 0.0, 0.0, 0.0, 0.0, 0.0, 0.0, 0.0, 0.0, 0.0, 0.0, 0.0, 0.0, 0.0, 0.0, 0.0, 0.0, 0.0, 0.0, 0.0, 0.0, 0.0, 0.0, 0.0, 0.0, 0.0, 0.0]
rotorse.ccblade.Uhub | input | m/s | 5 | Undisturbed wind speed
rotorse.tsr | input |  | 7.0175 | Tip speed ratio
rotorse.pitch | input | deg | 0 | Pitch angle
rotorse.ccblade.s_opt_chord | input |  | [0.0, 0.034482758620689655, 0.06896551724137931, 0.10344827586206896, 0.13793103448275862, 0.1724137931034483, 0.20689655172413793, 0.24137931034482757, 0.27586206896551724, 0.3103448275862069, 0.3448275862068966, 0.3793103448275862, 0.41379310344827586, 0.4482758620689655, 0.48275862068965514, 0.5172413793103449, 0.5517241379310345, 0.5862068965517241, 0.6206896551724138, 0.6551724137931034, 0.6896551724137931, 0.7241379310344828, 0.7586206896551724, 0.7931034482758621, 0.8275862068965517, 0.8620689655172413, 0.896551724137931, 0.9310344827586207, 0.9655172413793103, 1.0] | 1D array of the non-dimensional spanwise grid defined along blade axis to optimize the blade chord
rotorse.ccblade.s_opt_theta | input |  | [0.0, 0.034482758620689655, 0.06896551724137931, 0.10344827586206896, 0.13793103448275862, 0.1724137931034483, 0.20689655172413793, 0.24137931034482757, 0.27586206896551724, 0.3103448275862069, 0.3448275862068966, 0.3793103448275862, 0.41379310344827586, 0.4482758620689655, 0.48275862068965514, 0.5172413793103449, 0.5517241379310345, 0.5862068965517241, 0.6206896551724138, 0.6551724137931034, 0.6896551724137931, 0.7241379310344828, 0.7586206896551724, 0.7931034482758621, 0.8275862068965517, 0.8620689655172413, 0.896551724137931, 0.9310344827586207, 0.9655172413793103, 1.0] | 1D array of the non-dimensional spanwise grid defined along blade axis to optimize the blade twist
rotorse.ccblade.aoa_op | input | rad | [3.141592653589793, 3.141592653589793, 3.141592653589793, 3.141592653589793, 3.141592653589793, 3.141592653589793, 3.141592653589793, 3.141592653589793, 3.141592653589793, 3.141592653589793, 3.141592653589793, 3.141592653589793, 3.141592653589793, 3.141592653589793, 3.141592653589793, 3.141592653589793, 3.141592653589793, 3.141592653589793, 3.141592653589793, 3.141592653589793, 3.141592653589793, 3.141592653589793, 3.141592653589793, 3.141592653589793, 3.141592653589793, 3.141592653589793, 3.141592653589793, 3.141592653589793, 3.141592653589793, 3.141592653589793] | 1D array with the operational angles of attack for the airfoils along blade span.
rotorse.airfoils_aoa | input | deg | [-180.0, -177.0, -174.0, -171.0, -168.0, -165.0, -162.0, -159.0, -156.0, -153.0, -149.99999999999997, -147.0, -144.0, -140.99999999999997, -138.0, -135.0, -131.99999999999997, -129.0, -126.0, -122.99999999999999, -119.99999999999999, -117.0, -114.0, -110.99999999999999, -108.0, -105.0, -101.99999999999999, -98.99999999999999, -96.0, -92.99999999999999, -89.99999999999999, -87.0, -83.99999999999999, -80.99999999999999, -78.0, -74.99999999999999, -71.99999999999999, -69.0, -65.99999999999999, -63.0, -59.999999999999986, -56.99999999999999, -54.0, -50.999999999999986, -47.99999999999999, -45.0, -41.999999999999986, -38.99999999999999, -36.0, -32.999999999999986, -29.999999999999996, -29.393939393939394, -28.787878787878785, -28.18181818181818, -27.575757575757574, -26.969696969696965, -26.363636363636363, -25.757575757575754, -25.15151515151515, -24.545454545454543, -23.939393939393938, -23.33333333333333, -22.727272727272727, -22.12121212121212, -21.515151515151512, -20.90909090909091, -20.3030303030303, -19.696969696969695, -19.09090909090909, -18.484848484848484, -17.878787878787875, -17.272727272727273, -16.666666666666664, -16.06060606060606, -15.454545454545455, -14.848484848484848, -14.24242424242424, -13.636363636363633, -13.03030303030303, -12.424242424242424, -11.818181818181817, -11.212121212121213, -10.606060606060606, -9.999999999999998, -9.393939393939394, -8.787878787878787, -8.18181818181818, -7.575757575757576, -6.96969696969697, -6.363636363636362, -5.757575757575755, -5.151515151515151, -4.545454545454545, -3.9393939393939377, -3.333333333333334, -2.7272727272727266, -2.1212121212121198, -1.515151515151516, -0.9090909090909121, -0.30303030303030193, 0.30303030303030193, 0.9090909090909121, 1.515151515151516, 2.1212121212121198, 2.72727272727273, 3.333333333333334, 3.9393939393939377, 4.545454545454548, 5.151515151515151, 5.757575757575755, 6.363636363636366, 6.96969696969697, 7.5757575757575735, 8.181818181818183, 8.787878787878787, 9.393939393939391, 10.000000000000002, 10.606060606060606, 11.21212121212121, 11.818181818181818, 12.424242424242424, 13.030303030303028, 13.636363636363637, 14.24242424242424, 14.848484848484844, 15.454545454545455, 16.06060606060606, 16.666666666666664, 17.272727272727273, 17.878787878787875, 18.484848484848488, 19.09090909090909, 19.696969696969695, 20.303030303030305, 20.90909090909091, 21.515151515151512, 22.12121212121212, 22.727272727272727, 23.33333333333333, 23.93939393939394, 24.545454545454543, 25.15151515151515, 25.757575757575758, 26.363636363636363, 26.969696969696965, 27.57575757575757, 28.181818181818173, 28.78787878787879, 29.393939393939394, 29.999999999999996, 32.99999999999999, 36.0, 39.0, 41.99999999999999, 45.0, 48.0, 50.99999999999999, 54.0, 57.00000000000001, 60.00000000000001, 63.0, 65.99999999999999, 69.00000000000001, 72.0, 75.0, 78.00000000000001, 81.0, 84.0, 87.00000000000001, 90.0, 92.99999999999999, 96.00000000000001, 99.0, 101.99999999999999, 105.00000000000001, 108.0, 111.00000000000001, 114.00000000000001, 117.0, 120.00000000000001, 123.00000000000001, 126.0, 129.00000000000003, 132.0, 135.0, 138.00000000000003, 141.0, 144.0, 147.0, 150.0, 153.0, 156.0, 159.0, 162.0, 165.0, 168.0, 171.0, 174.0, 177.0, 180.0] | angle of attack grid for polars
rotorse.airfoils_Re | input |  | 1000000 | Reynolds numbers of polars
rotorse.precone | input | deg | 2.4998 | precone angle
rotorse.tilt | input | deg | 4.9996 | shaft tilt
rotorse.yaw | input | deg | 0 | yaw error
rotorse.rho_air | input | kg/m**3 | 1.225 | density of air
rotorse.mu_air | input | kg/m/s | 1.81e-05 | dynamic viscosity of air
rotorse.shearExp | input |  | 0.11 | shear exponent
rotorse.nBlades | input | n/a | 3 | number of blades
rotorse.nSector | output | n/a | 4 | number of sectors to divide rotor face into in computing thrust and power
rotorse.tiploss | output | n/a | TRUE | include Prandtl tip loss model
rotorse.hubloss | output | n/a | TRUE | include Prandtl hub loss model
rotorse.wakerotation | output | n/a | TRUE | include effect of wake rotation (i.e., tangential induction factor is nonzero)
rotorse.usecd | output | n/a | TRUE | use drag coefficient in computing induction factors
rotorse.rc.layer_web | input |  | [0.0, 0.0, 0.0, 0.0, 0.0, 0.0, 0.0, 0.0, 0.0, 0.0, 0.0, 1.0, 1.0, 1.0, 2.0, 2.0, 2.0] | 1D array of the web id the layer is associated to. If the layer is on the outer profile, this entry can simply stay equal to 0.
rotorse.rc.rho | input | kg/m**3 | [1235.0, 1920.0, 1850.0, 1780.0, 7800.0, 7850.0, 7200.0, 200.0, 1220.0, 1150.0, 5000.0, 1100.0] | 1D array of the density of the materials. For composites, this is the density of the laminate.
rotorse.rc.unit_cost | input | USD/kg | [7.23, 1.87, 2.86, 3.0, 0.7, 0.9, 0.5, 13.0, 30.0, 3.63, 1.0, 9.0] | 1D array of the unit costs of the materials.
rotorse.rc.waste | input |  | [0.25, 0.05, 0.15, 0.15, 0.0, 0.0, 0.0, 0.2, 0.05, 0.0, 0.0, 0.0] | 1D array of the non-dimensional waste fraction of the materials.
rotorse.rc.rho_fiber | input | kg/m**3 | [0.0, 2600.0, 2600.0, 2600.0, 0.0, 0.0, 0.0, 0.0, 1800.0, 0.0, 0.0, 0.0] | 1D array of the density of the fibers of the materials.
rotorse.rc.roll_mass | input | kg | [0.0, 0.0, 181.4368, 181.4368, 0.0, 0.0, 0.0, 0.0, 0.0, 0.0, 0.0, 0.0] | 1D array of the roll mass of the composite fabrics. Non-composite materials are kept at 0.
rotorse.rc.flange_adhesive_squeezed | input |  | 0.2 | Extra width of the adhesive once squeezed
rotorse.rc.flange_thick | input | m | 0.008 | Average thickness of adhesive
rotorse.rc.flange_width | input | m | 0.05 | Average width of adhesive lines
rotorse.rc.t_bolt_unit_cost | input | USD | 25 | Cost of one t-bolt
rotorse.rc.t_bolt_unit_mass | input | kg | 2.5 | Mass of one t-bolt
rotorse.rc.t_bolt_spacing | input | m | 0.15 | Spacing of t-bolts along blade root circumference
rotorse.rc.barrel_nut_unit_cost | input | USD | 12 | Cost of one barrel nut
rotorse.rc.barrel_nut_unit_mass | input | kg | 1.9 | Mass of one barrel nut
rotorse.rc.LPS_unit_mass | input | kg/m | 1 | Unit mass of the lightining protection system. Linear scaling based on the weight of 150 lbs for the 61.5 m NREL 5MW blade
rotorse.rc.LPS_unit_cost | input | USD/m | 40 | Unit cost of the lightining protection system. Linear scaling based on the cost of 2500$ for the 61.5 m NREL 5MW blade
rotorse.rc.root_preform_length | input |  | 0.01 | Percentage of blade length starting from blade root that is preformed and later inserted into the mold
rotorse.rc.definition_layer | input | n/a | [1.0, 1.0, 1.0, 2.0, 2.0, 8.0, 7.0, 6.0, 6.0, 6.0, 1.0, 10.0, 10.0, 10.0, 10.0, 10.0, 10.0] | 1D array of flags identifying how layers are specified in the yaml. 1) all around (skin, paint, ) 2) offset+rotation twist+width (spar caps) 3) offset+user defined rotation+width 4) midpoint TE+width (TE reinf) 5) midpoint LE+width (LE reinf) 6) layer position fixed to other layer (core fillers) 7) start and width 8) end and width 9) start and end nd 10) web layer
rotorse.rc.mat_name | input | n/a | ['Gelcoat', 'glassUD', 'glassTri', 'glassDB', 'steel', 'steel_drive', 'cast_iron', 'FOAM', 'CarbonUD', 'resin', 'slurry', 'adhesive'] | 1D array of names of materials.
rotorse.rc.orth | input | n/a | [0.0, 1.0, 1.0, 1.0, 0.0, 0.0, 0.0, 0.0, 1.0, 0.0, 0.0, 0.0] | 1D array of flags to set whether a material is isotropic (0) or orthtropic (1). Each entry represents a material.
rotorse.rc.component_id | input | n/a | [0.0, 5.0, 2.0, 3.0, -1.0, -1.0, -1.0, 1.0, 4.0, -1.0, -1.0, -1.0] | 1D array of flags to set whether a material is used in a blade: 0 - coating, 1 - sandwich filler , 2 - shell skin, 3 - shear webs, 4 - spar caps, 5 - TE/LE reinf.
rotorse.re.precomp.uptilt | input | deg | 4.9996 | Nacelle uptilt angle. A standard machine has positive values.
rotorse.re.precomp.layer_web | input |  | [0.0, 0.0, 0.0, 0.0, 0.0, 0.0, 0.0, 0.0, 0.0, 0.0, 0.0, 1.0, 1.0, 1.0, 2.0, 2.0, 2.0] | 1D array of the web id the layer is associated to. If the layer is on the outer profile, this entry can simply stay equal to 0.
rotorse.re.precomp.fiber_orientation | input | deg | [[0.0, 0.0, 0.0, 0.0, 0.0, 0.0, 0.0, 0.0, 0.0, 0.0, 0.0, 0.0, 0.0, 0.0, 0.0, 0.0, 0.0, 0.0, 0.0, 0.0, 0.0, 0.0, 0.0, 0.0, 0.0, 0.0, 0.0, 0.0, 0.0, 0.0], [0.0, 0.0, 0.0, 0.0, 0.0, 0.0, 0.0, 0.0, 0.0, 0.0, 0.0, 0.0, 0.0, 0.0, 0.0, 0.0, 0.0, 0.0, 0.0, 0.0, 0.0, 0.0, 0.0, 0.0, 0.0, 0.0, 0.0, 0.0, 0.0, 0.0], [0.0, 0.0, 0.0, 0.0, 0.0, 0.0, 0.0, 0.0, 0.0, 0.0, 0.0, 0.0, 0.0, 0.0, 0.0, 0.0, 0.0, 0.0, 0.0, 0.0, 0.0, 0.0, 0.0, 0.0, 0.0, 0.0, 0.0, 0.0, 0.0, 0.0], [0.0, 0.0, 0.0, 0.0, 0.0, 0.0, 0.0, 0.0, 0.0, 0.0, 0.0, 0.0, 0.0, 0.0, 0.0, 0.0, 0.0, 0.0, 0.0, 0.0, 0.0, 0.0, 0.0, 0.0, 0.0, 0.0, 0.0, 0.0, 0.0, 0.0], [0.0, 0.0, 0.0, 0.0, 0.0, 0.0, 0.0, 0.0, 0.0, 0.0, 0.0, 0.0, 0.0, 0.0, 0.0, 0.0, 0.0, 0.0, 0.0, 0.0, 0.0, 0.0, 0.0, 0.0, 0.0, 0.0, 0.0, 0.0, 0.0, 0.0], [0.0, 0.0, 0.0, 0.0, 0.0, 0.0, 0.0, 0.0, 0.0, 0.0, 0.0, 0.0, 0.0, 0.0, 0.0, 0.0, 0.0, 0.0, 0.0, 0.0, 0.0, 0.0, 0.0, 0.0, 0.0, 0.0, 0.0, 0.0, 0.0, 0.0], [0.0, 0.0, 0.0, 0.0, 0.0, 0.0, 0.0, 0.0, 0.0, 0.0, 0.0, 0.0, 0.0, 0.0, 0.0, 0.0, 0.0, 0.0, 0.0, 0.0, 0.0, 0.0, 0.0, 0.0, 0.0, 0.0, 0.0, 0.0, 0.0, 0.0], [0.0, 0.0, 0.0, 0.0, 0.0, 0.0, 0.0, 0.0, 0.0, 0.0, 0.0, 0.0, 0.0, 0.0, 0.0, 0.0, 0.0, 0.0, 0.0, 0.0, 0.0, 0.0, 0.0, 0.0, 0.0, 0.0, 0.0, 0.0, 0.0, 0.0], [0.0, 0.0, 0.0, 0.0, 0.0, 0.0, 0.0, 0.0, 0.0, 0.0, 0.0, 0.0, 0.0, 0.0, 0.0, 0.0, 0.0, 0.0, 0.0, 0.0, 0.0, 0.0, 0.0, 0.0, 0.0, 0.0, 0.0, 0.0, 0.0, 0.0], [0.0, 0.0, 0.0, 0.0, 0.0, 0.0, 0.0, 0.0, 0.0, 0.0, 0.0, 0.0, 0.0, 0.0, 0.0, 0.0, 0.0, 0.0, 0.0, 0.0, 0.0, 0.0, 0.0, 0.0, 0.0, 0.0, 0.0, 0.0, 0.0, 0.0], [0.0, 0.0, 0.0, 0.0, 0.0, 0.0, 0.0, 0.0, 0.0, 0.0, 0.0, 0.0, 0.0, 0.0, 0.0, 0.0, 0.0, 0.0, 0.0, 0.0, 0.0, 0.0, 0.0, 0.0, 0.0, 0.0, 0.0, 0.0, 0.0, 0.0], [0.0, 0.0, 0.0, 0.0, 0.0, 0.0, 0.0, 0.0, 0.0, 0.0, 0.0, 0.0, 0.0, 0.0, 0.0, 0.0, 0.0, 0.0, 0.0, 0.0, 0.0, 0.0, 0.0, 0.0, 0.0, 0.0, 0.0, 0.0, 0.0, 0.0], [0.0, 0.0, 0.0, 0.0, 0.0, 0.0, 0.0, 0.0, 0.0, 0.0, 0.0, 0.0, 0.0, 0.0, 0.0, 0.0, 0.0, 0.0, 0.0, 0.0, 0.0, 0.0, 0.0, 0.0, 0.0, 0.0, 0.0, 0.0, 0.0, 0.0], [0.0, 0.0, 0.0, 0.0, 0.0, 0.0, 0.0, 0.0, 0.0, 0.0, 0.0, 0.0, 0.0, 0.0, 0.0, 0.0, 0.0, 0.0, 0.0, 0.0, 0.0, 0.0, 0.0, 0.0, 0.0, 0.0, 0.0, 0.0, 0.0, 0.0], [0.0, 0.0, 0.0, 0.0, 0.0, 0.0, 0.0, 0.0, 0.0, 0.0, 0.0, 0.0, 0.0, 0.0, 0.0, 0.0, 0.0, 0.0, 0.0, 0.0, 0.0, 0.0, 0.0, 0.0, 0.0, 0.0, 0.0, 0.0, 0.0, 0.0], [0.0, 0.0, 0.0, 0.0, 0.0, 0.0, 0.0, 0.0, 0.0, 0.0, 0.0, 0.0, 0.0, 0.0, 0.0, 0.0, 0.0, 0.0, 0.0, 0.0, 0.0, 0.0, 0.0, 0.0, 0.0, 0.0, 0.0, 0.0, 0.0, 0.0], [0.0, 0.0, 0.0, 0.0, 0.0, 0.0, 0.0, 0.0, 0.0, 0.0, 0.0, 0.0, 0.0, 0.0, 0.0, 0.0, 0.0, 0.0, 0.0, 0.0, 0.0, 0.0, 0.0, 0.0, 0.0, 0.0, 0.0, 0.0, 0.0, 0.0]] | 2D array of the orientation of the layers of the blade structure. The first dimension represents each layer, the second dimension represents each entry along blade span.
rotorse.re.precomp.E | input | Pa | [[3440000000.0, 3440000000.0, 3440000000.0], [41800000000.0, 14000000000.0, 2630000000.0], [27700000000.0, 13650000000.0, 7200000000.0], [13600000000.0, 13300000000.0, 11800000000.0], [200000000000.0, 200000000000.0, 200000000000.0], [205000000000.0, 205000000000.0, 205000000000.0], [118000000000.0, 118000000000.0, 118000000000.0], [98460000.0, 98460000.0, 98460000.0], [114500000000.0, 8390000000.0, 5990000000.0], [1000000.0, 1000000.0, 1000000.0], [1.0, 1.0, 1.0], [4560000.0, 4560000.0, 4560000.0]] | 2D array of the Youngs moduli of the materials. Each row represents a material, the three columns represent E11, E22 and E33.
rotorse.re.precomp.G | input | Pa | [[1323000000.0, 1323000000.0, 1323000000.0], [2630000000.0, 2630000000.0, 2630000000.0], [7200000000.0, 7200000000.0, 7200000000.0], [11800000000.0, 11800000000.0, 11800000000.0], [79300000000.0, 79300000000.0, 79300000000.0], [80000000000.0, 80000000000.0, 80000000000.0], [47600000000.0, 47600000000.0, 47600000000.0], [98460000.0, 98460000.0, 98460000.0], [5990000000.0, 5990000000.0, 5990000000.0], [384615.3846153846, 384615.3846153846, 384615.3846153846], [1.0, 1.0, 1.0], [1520000.0, 1520000.0, 1520000.0]] | 2D array of the shear moduli of the materials. Each row represents a material, the three columns represent G12, G13 and G23.
rotorse.re.precomp.nu | input |  | [[0.3, 0.3, 0.3], [0.28, 0.28, 0.28], [0.39, 0.39, 0.39], [0.49, 0.49, 0.49], [0.3, 0.3, 0.3], [0.3, 0.3, 0.3], [0.3, 0.3, 0.3], [0.3, 0.3, 0.3], [0.27, 0.27, 0.27], [0.3, 0.3, 0.3], [0.3, 0.3, 0.3], [0.49, 0.49, 0.49]] | 2D array of the Poisson ratio of the materials. Each row represents a material, the three columns represent nu12, nu13 and nu23.
rotorse.re.precomp.rho | input | kg/m**3 | [1235.0, 1920.0, 1850.0, 1780.0, 7800.0, 7850.0, 7200.0, 200.0, 1220.0, 1150.0, 5000.0, 1100.0] | 1D array of the density of the materials. For composites, this is the density of the laminate.
rotorse.re.precomp.joint_position | input |  | 0 | Spanwise position of the segmentation joint.
rotorse.re.precomp.joint_mass | input | kg | 0 | Mass of the joint.
rotorse.re.precomp.n_blades | input | n/a | 3 | Number of blades of the rotor.
rotorse.re.precomp.definition_layer | input | n/a | [1.0, 1.0, 1.0, 2.0, 2.0, 8.0, 7.0, 6.0, 6.0, 6.0, 1.0, 10.0, 10.0, 10.0, 10.0, 10.0, 10.0] | 1D array of flags identifying how layers are specified in the yaml. 1) all around (skin, paint, ) 2) offset+rotation twist+width (spar caps) 3) offset+user defined rotation+width 4) midpoint TE+width (TE reinf) 5) midpoint LE+width (LE reinf) 6) layer position fixed to other layer (core fillers) 7) start and width 8) end and width 9) start and end nd 10) web layer
rotorse.re.precomp.mat_name | input | n/a | ['Gelcoat', 'glassUD', 'glassTri', 'glassDB', 'steel', 'steel_drive', 'cast_iron', 'FOAM', 'CarbonUD', 'resin', 'slurry', 'adhesive'] | 1D array of names of materials.
rotorse.re.precomp.orth | input | n/a | [0.0, 1.0, 1.0, 1.0, 0.0, 0.0, 0.0, 0.0, 1.0, 0.0, 0.0, 0.0] | 1D array of flags to set whether a material is isotropic (0) or orthtropic (1). Each entry represents a material.
rotorse.total_bc.joint_cost | input | USD | 0 | Total blade joint cost
rotorse.total_bc.outer_blade_cost | input | USD | 0 | Total cost (variable and fixed) for the blade outer portion.
rotorse.wt_class.V_mean_overwrite | input |  | 0
rotorse.wt_class.V_extreme50_overwrite | input |  | 0
rotorse.wt_class.turbine_class | input | n/a | I
towerse.member.ca_usr_grid | input |  | [0.0, 0.0, 0.0, 0.0, 0.0, 0.0, 0.0, 0.0, 0.0, 0.0, 0.0]
towerse.member.cd_usr_grid | input |  | [0.0, 0.0, 0.0, 0.0, 0.0, 0.0, 0.0, 0.0, 0.0, 0.0, 0.0]
towerse.rho_water | input | kg/m**3 | 0
towerse.member.s_ghost1 | input |  | 0
towerse.member.s_ghost2 | input |  | 1
towerse.member.s_const1 | input |  | 0
towerse.member.s_const2 | input |  | 0
towerse.tower_layer_thickness | input | m | [[0.027, 0.0262, 0.0254, 0.0246, 0.0238, 0.023, 0.0222, 0.0214, 0.0206, 0.0198, 0.019000000000000003]]
towerse.tower_outer_diameter_in | input | m | [6.5, 6.24, 5.97, 5.71, 5.45, 5.18, 4.92, 4.66, 4.4, 4.13, 3.8699999999999997]
towerse.E_mat | input | Pa | [[3440000000.0, 3440000000.0, 3440000000.0], [41800000000.0, 14000000000.0, 2630000000.0], [27700000000.0, 13650000000.0, 7200000000.0], [13600000000.0, 13300000000.0, 11800000000.0], [200000000000.0, 200000000000.0, 200000000000.0], [205000000000.0, 205000000000.0, 205000000000.0], [118000000000.0, 118000000000.0, 118000000000.0], [98460000.0, 98460000.0, 98460000.0], [114500000000.0, 8390000000.0, 5990000000.0], [1000000.0, 1000000.0, 1000000.0], [1.0, 1.0, 1.0], [4560000.0, 4560000.0, 4560000.0]]
towerse.E_user | input | Pa | 0
towerse.G_mat | input | Pa | [[1323000000.0, 1323000000.0, 1323000000.0], [2630000000.0, 2630000000.0, 2630000000.0], [7200000000.0, 7200000000.0, 7200000000.0], [11800000000.0, 11800000000.0, 11800000000.0], [79300000000.0, 79300000000.0, 79300000000.0], [80000000000.0, 80000000000.0, 80000000000.0], [47600000000.0, 47600000000.0, 47600000000.0], [98460000.0, 98460000.0, 98460000.0], [5990000000.0, 5990000000.0, 5990000000.0], [384615.3846153846, 384615.3846153846, 384615.3846153846], [1.0, 1.0, 1.0], [1520000.0, 1520000.0, 1520000.0]]
towerse.sigma_y_mat | input | Pa | [0.0, 0.0, 0.0, 0.0, 345000000.0, 485000000.0, 265000000.0, 0.0, 0.0, 0.0, 0.0, 0.0]
towerse.sigma_ult_mat | input | Pa | [[74000000.0, 74000000.0, 74000000.0], [1060000000.0, 66300000.0, 26600000.0], [54500000.0, 54500000.0, 26600000.0], [54470000.0, 54470000.0, 26600000.0], [450000000.0, 450000000.0, 450000000.0], [814000000.0, 814000000.0, 814000000.0], [310000000.0, 310000000.0, 310000000.0], [6040000.0, 6040000.0, 6040000.0], [2236000000.0, 0.0, 0.0], [61510000.0, 61510000.0, 61510000.0], [0.0, 0.0, 0.0], [690000.0, 690000.0, 690000.0]]
towerse.wohler_exp_mat | input |  | [1.0, 10.0, 10.0, 10.0, 3.0, 3.0, 3.0, 1.0, 16.1, 1.0, 1.0, 1.0]
towerse.wohler_A_mat | input |  | [87000000.0, 1060000000.0, 197000000.0, 197000000.0, 35534648443.719765, 35534648443.719765, 310000000.0, 6040000.0, 2236000000.0, 65360000.0, 0.0, 690000.0]
towerse.rho_mat | input | kg/m**3 | [1235.0, 1920.0, 1850.0, 1780.0, 7800.0, 7850.0, 7200.0, 200.0, 1220.0, 1150.0, 5000.0, 1100.0]
towerse.unit_cost_mat | input | USD/kg | [7.23, 1.87, 2.86, 3.0, 0.7, 0.9, 0.5, 13.0, 30.0, 3.63, 1.0, 9.0]
towerse.outfitting_factor_in | input |  | 1.083
towerse.tower_layer_materials | input | n/a | steel
towerse.member.ballast_materials | input | n/a | []
towerse.material_names | input | n/a | ['Gelcoat', 'glassUD', 'glassTri', 'glassDB', 'steel', 'steel_drive', 'cast_iron', 'FOAM', 'CarbonUD', 'resin', 'slurry', 'adhesive']
towerse.labor_cost_rate | input | USD/min | 0.98
towerse.painting_cost_rate | input | USD/m**2 | 30
towerse.tower_mass_user | input | kg | 0
af_3d.aoa | input | rad | [-3.141592653589793, -3.0892327760299634, -3.036872898470133, -2.9845130209103035, -2.9321531433504737, -2.8797932657906435, -2.827433388230814, -2.775073510670984, -2.722713633111154, -2.670353755551324, -2.617993877991494, -2.5656340004316642, -2.5132741228718345, -2.4609142453120043, -2.4085543677521746, -2.356194490192345, -2.3038346126325147, -2.251474735072685, -2.199114857512855, -2.146754979953025, -2.0943951023931953, -2.0420352248333655, -1.9896753472735356, -1.9373154697137056, -1.8849555921538759, -1.832595714594046, -1.780235837034216, -1.727875959474386, -1.6755160819145563, -1.6231562043547263, -1.5707963267948963, -1.5184364492350666, -1.4660765716752366, -1.4137166941154067, -1.361356816555577, -1.308996938995747, -1.256637061435917, -1.2042771838760873, -1.1519173063162573, -1.0995574287564276, -1.0471975511965974, -0.9948376736367677, -0.9424777960769379, -0.8901179185171078, -0.837758040957278, -0.7853981633974483, -0.7330382858376181, -0.6806784082777884, -0.6283185307179586, -0.5759586531581284, -0.5235987755982988, -0.513021022555909, -0.502443269513519, -0.4918655164711292, -0.4812877634287393, -0.4707100103863494, -0.46013225734395957, -0.4495545043015697, -0.4389767512591798, -0.42839899821678995, -0.41782124517440006, -0.40724349213201017, -0.39666573908962033, -0.38608798604723044, -0.37551023300484054, -0.3649324799624507, -0.3543547269200608, -0.3437769738776709, -0.3331992208352811, -0.3226214677928912, -0.3120437147505013, -0.30146596170811146, -0.29088820866572157, -0.2803104556233317, -0.26973270258094184, -0.25915494953855195, -0.24857719649616206, -0.23799944345377216, -0.22742169041138233, -0.21684393736899243, -0.20626618432660254, -0.1956884312842127, -0.1851106782418228, -0.17453292519943292, -0.16395517215704308, -0.1533774191146532, -0.1427996660722633, -0.13222191302987346, -0.12164415998748357, -0.11106640694509368, -0.10048865390270378, -0.08991090086031395, -0.07933314781792405, -0.06875539477553416, -0.058177641733144325, -0.04759988869075443, -0.03702213564836454, -0.026444382605974703, -0.015866629563584866, -0.0052888765211949185, 0.0052888765211949185, 0.015866629563584866, 0.026444382605974703, 0.03702213564836454, 0.04759988869075449, 0.058177641733144325, 0.06875539477553416, 0.07933314781792411, 0.08991090086031395, 0.10048865390270378, 0.11106640694509373, 0.12164415998748357, 0.1322219130298734, 0.14279966607226335, 0.1533774191146532, 0.16395517215704303, 0.17453292519943298, 0.1851106782418228, 0.19568843128421265, 0.2062661843266026, 0.21684393736899243, 0.22742169041138227, 0.23799944345377222, 0.24857719649616206, 0.2591549495385519, 0.26973270258094184, 0.2803104556233317, 0.2908882086657215, 0.30146596170811146, 0.3120437147505013, 0.32262146779289125, 0.3331992208352811, 0.3437769738776709, 0.35435472692006087, 0.3649324799624507, 0.37551023300484054, 0.3860879860472305, 0.39666573908962033, 0.40724349213201017, 0.4178212451744001, 0.42839899821678995, 0.4389767512591798, 0.44955450430156974, 0.46013225734395957, 0.4707100103863494, 0.48128776342873925, 0.4918655164711291, 0.5024432695135191, 0.513021022555909, 0.5235987755982988, 0.5759586531581287, 0.6283185307179586, 0.6806784082777885, 0.7330382858376183, 0.7853981633974483, 0.8377580409572781, 0.890117918517108, 0.9424777960769379, 0.9948376736367679, 1.0471975511965979, 1.0995574287564276, 1.1519173063162573, 1.2042771838760875, 1.2566370614359172, 1.3089969389957472, 1.3613568165555772, 1.413716694115407, 1.4660765716752369, 1.5184364492350668, 1.5707963267948966, 1.6231562043547263, 1.6755160819145565, 1.7278759594743862, 1.780235837034216, 1.8325957145940461, 1.8849555921538759, 1.937315469713706, 1.9896753472735358, 2.0420352248333655, 2.0943951023931957, 2.1467549799530254, 2.199114857512855, 2.2514747350726854, 2.303834612632515, 2.356194490192345, 2.408554367752175, 2.4609142453120048, 2.5132741228718345, 2.5656340004316642, 2.6179938779914944, 2.670353755551324, 2.722713633111154, 2.775073510670984, 2.827433388230814, 2.8797932657906435, 2.9321531433504737, 2.9845130209103035, 3.036872898470133, 3.0892327760299634, 3.141592653589793] | 1D array of the angles of attack used to define the polars of the airfoils. All airfoils defined in openmdao share this grid.
af_3d.Re | input |  | 1000000 | 1D array of the Reynolds numbers used to define the polars of the airfoils. All airfoils defined in openmdao share this grid.
af_3d.rated_TSR | input |  | 7.0175 | Constant tip speed ratio in region II.
blade.compute_reynolds.rho | input | kg/m**3 | 1.225
blade.compute_reynolds.mu | input | kg/m/s | 1.81e-05 | Dynamic viscosity of air
blade.compute_reynolds.maxOmega | input | rad/s | 2 | Maximum allowed rotor speed.
blade.compute_reynolds.max_TS | input | m/s | 80 | Maximum allowed blade tip speed.
blade.compute_reynolds.V_out | input | m/s | 25 | Cut out wind speed. This is the wind speed where region III ends.
blade.high_level_blade_props.rotor_diameter_user | input | m | 126 | Diameter of the rotor specified by the user. It is defined as two times the blade length plus the hub diameter.
blade.high_level_blade_props.n_blades | input | n/a | 3 | Number of blades of the rotor.
blade.internal_structure_2d_fem.web_rotation_yaml | output | rad | [[0.0, 0.0, 0.0, 0.0, 0.0, 0.0, 0.0, 0.0, 0.0, 0.0, 0.0, 0.0, 0.0, 0.0, 0.0, 0.0, 0.0, 0.0, 0.0, 0.0, 0.0, 0.0, 0.0, 0.0, 0.0, 0.0, 0.0, 0.0, 0.0, 0.0], [0.0, 0.0, 0.0, 0.0, 0.0, 0.0, 0.0, 0.0, 0.0, 0.0, 0.0, 0.0, 0.0, 0.0, 0.0, 0.0, 0.0, 0.0, 0.0, 0.0, 0.0, 0.0, 0.0, 0.0, 0.0, 0.0, 0.0, 0.0, 0.0, 0.0]] | 2D array of the rotation angle of the shear webs in respect to the chord line. The first dimension represents each shear web, the second dimension represents each entry along blade span. If the rotation is equal to negative twist +- a constant, then the web is built straight.
blade.internal_structure_2d_fem.web_offset_y_pa_yaml | output | m | [[-0.3, -0.3, -0.3, -0.3, -0.3, -0.3, -0.3, -0.3, -0.3, -0.3, -0.3, -0.3, -0.3, -0.3, -0.3, -0.3, -0.3, -0.3, -0.3, -0.3, -0.3, -0.3, -0.3, -0.3, -0.3, -0.3, -0.3, -0.3, -0.3, -0.3], [0.3, 0.3, 0.3, 0.3, 0.3, 0.3, 0.3, 0.3, 0.3, 0.3, 0.3, 0.3, 0.3, 0.3, 0.3, 0.3, 0.3, 0.3, 0.3, 0.3, 0.3, 0.3, 0.3, 0.3, 0.3, 0.3, 0.3, 0.3, 0.3, 0.3]] | 2D array of the offset along the y axis to set the position of the shear webs. Positive values move the web towards the trailing edge, negative values towards the leading edge. The first dimension represents each shear web, the second dimension represents each entry along blade span.
blade.internal_structure_2d_fem.web_start_nd_yaml | output |  | [[0.0, 0.0, 0.0, 0.0, 0.0, 0.0, 0.0, 0.0, 0.0, 0.0, 0.0, 0.0, 0.0, 0.0, 0.0, 0.0, 0.0, 0.0, 0.0, 0.0, 0.0, 0.0, 0.0, 0.0, 0.0, 0.0, 0.0, 0.0, 0.0, 0.0], [0.0, 0.0, 0.0, 0.0, 0.0, 0.0, 0.0, 0.0, 0.0, 0.0, 0.0, 0.0, 0.0, 0.0, 0.0, 0.0, 0.0, 0.0, 0.0, 0.0, 0.0, 0.0, 0.0, 0.0, 0.0, 0.0, 0.0, 0.0, 0.0, 0.0]] | 2D array of the non-dimensional start point defined along the outer profile of a web. The TE suction side is 0, the TE pressure side is 1. The first dimension represents each web, the second dimension represents each entry along blade span.
blade.internal_structure_2d_fem.web_end_nd_yaml | output |  | [[0.0, 0.0, 0.0, 0.0, 0.0, 0.0, 0.0, 0.0, 0.0, 0.0, 0.0, 0.0, 0.0, 0.0, 0.0, 0.0, 0.0, 0.0, 0.0, 0.0, 0.0, 0.0, 0.0, 0.0, 0.0, 0.0, 0.0, 0.0, 0.0, 0.0], [0.0, 0.0, 0.0, 0.0, 0.0, 0.0, 0.0, 0.0, 0.0, 0.0, 0.0, 0.0, 0.0, 0.0, 0.0, 0.0, 0.0, 0.0, 0.0, 0.0, 0.0, 0.0, 0.0, 0.0, 0.0, 0.0, 0.0, 0.0, 0.0, 0.0]] | 2D array of the non-dimensional end point defined along the outer profile of a web. The TE suction side is 0, the TE pressure side is 1. The first dimension represents each web, the second dimension represents each entry along blade span.
blade.internal_structure_2d_fem.layer_web | output |  | [0.0, 0.0, 0.0, 0.0, 0.0, 0.0, 0.0, 0.0, 0.0, 0.0, 0.0, 1.0, 1.0, 1.0, 2.0, 2.0, 2.0] | 1D array of the web id the layer is associated to. If the layer is on the outer profile, this entry can simply stay equal to zero.
blade.internal_structure_2d_fem.layer_thickness | output | m | [[5e-05, 5e-05, 5e-05, 5e-05, 5e-05, 5e-05, 5e-05, 5e-05, 5e-05, 5e-05, 5e-05, 5e-05, 5e-05, 5e-05, 5e-05, 5e-05, 5e-05, 5e-05, 5e-05, 5e-05, 5e-05, 5e-05, 5e-05, 5e-05, 5e-05, 5e-05, 5e-05, 5e-05, 5e-05, 5e-05], [0.00282, 0.0028200000000000005, 0.00282, 0.00282, 0.00282, 0.00282, 0.0028199999999999996, 0.00282, 0.0028200000000000005, 0.0028200000000000005, 0.00282, 0.0028200000000000005, 0.0028200000000000005, 0.0028200000000000005, 0.0028199999999999996, 0.0028200000000000005, 0.00282, 0.0028200000000000005, 0.0028200000000000005, 0.0028200000000000005, 0.0028200000000000005, 0.0028200000000000005, 0.00282, 0.00282, 0.00282, 0.00282, 0.0028199999999999996, 0.0028200000000000005, 0.00282, 0.00282], [0.0517, 0.025959319092461634, 0.01243392925521796, 0.004271311045519619, 0.0010772698145532268, 0.0, 0.0, 0.0, 0.0, 0.0, 0.0, 0.0, 0.0, 0.0, 0.0, 0.0, 0.0, 0.0, 0.0, 0.0, 0.0, 0.0, 0.0, 0.0, 0.0, 0.0, 0.0, 0.0, 0.0, 0.0], [0.00047, 0.0026377767830561725, 0.023006288238498256, 0.04142110209017276, 0.0423, 0.0423, 0.0423, 0.0423, 0.0423, 0.0423, 0.0423, 0.04226683603558402, 0.04185976132895962, 0.04104126471239999, 0.039877179857990025, 0.03843334043781462, 0.036775580123958686, 0.03496973258850711, 0.03308163150354477, 0.031177110541156582, 0.029232387010542777, 0.027000901301356323, 0.02448126599472148, 0.021693652160641546, 0.018658230869119836, 0.015395173190159645, 0.011924650193764257, 0.008266832949936994, 0.004441892528681145, 0.00046999999999999906], [0.00047, 0.0026377767830561725, 0.023006288238498256, 0.04142110209017276, 0.0423, 0.0423, 0.0423, 0.0423, 0.0423, 0.0423, 0.0423, 0.04226683603558402, 0.04185976132895962, 0.04104126471239999, 0.039877179857990025, 0.03843334043781462, 0.036775580123958686, 0.03496973258850711, 0.03308163150354477, 0.031177110541156582, 0.029232387010542777, 0.027000901301356323, 0.02448126599472148, 0.021693652160641546, 0.018658230869119836, 0.015395173190159645, 0.011924650193764257, 0.008266832949936994, 0.004441892528681145, 0.00046999999999999906], [0.0, 0.0017633650830294267, 0.0060368876770462, 0.00705, 0.00705, 0.00705, 0.00705, 0.00705, 0.00705, 0.00705, 0.00705, 0.007028160918550486, 0.006765556523553196, 0.00625385741669781, 0.005553961618461436, 0.0047267671493211845, 0.0038331720297541715, 0.002934074280237507, 0.002090371921248297, 0.0013629629732636603, 0.0008127454567607032, 0.0005006173922165423, 0.00038999307011384327, 0.00029552293438007624, 0.00021147246379179594, 0.0001393412272623539, 8.062879370510148e-05, 3.683473203339061e-05, 9.458611160572945e-06, -1.3552527156068805e-20], [0.0, 0.0017633650830294267, 0.0060368876770462, 0.00705, 0.00705, 0.00705, 0.00705, 0.00705, 0.00705, 0.00705, 0.00705, 0.007028160918550486, 0.006765556523553196, 0.00625385741669781, 0.005553961618461436, 0.0047267671493211845, 0.0038331720297541715, 0.002934074280237507, 0.002090371921248297, 0.0013629629732636603, 0.0008127454567607032, 0.0005006173922165423, 0.00038999307011384327, 0.00029552293438007624, 0.00021147246379179594, 0.0001393412272623539, 8.062879370510148e-05, 3.683473203339061e-05, 9.458611160572945e-06, -1.3552527156068805e-20], [0.0, 0.02, 0.02, 0.06994882607469227, 0.09, 0.09, 0.09, 0.09, 0.09, 0.09, 0.09, 0.08032555686642343, 0.06, 0.06, 0.06, 0.06, 0.06, 0.06, 0.06, 0.030988560584853875, 0.02, 0.02, 0.02, 0.02, 0.02, 0.02, 0.02, 0.02, 0.0, 0.0], [0.0, 0.02, 0.02, 0.06994882607469227, 0.09, 0.09, 0.09, 0.09, 0.09, 0.09, 0.09, 0.08032555686642343, 0.06, 0.06, 0.06, 0.06, 0.06, 0.06, 0.06, 0.030988560584853875, 0.02, 0.02, 0.02, 0.02, 0.02, 0.02, 0.02, 0.02, 0.0, 0.0], [0.0, 0.0, 0.0, 0.0, 0.02, 0.02, 0.02, 0.02, 0.02, 0.02, 0.02, 0.02, 0.02, 0.02, 0.02, 0.02, 0.02, 0.02, 0.02, 0.02, 0.02, 0.02, 0.02, 0.02, 0.02, 0.02, 0.02, 0.02, 0.0, 0.0], [0.00282, 0.00282, 0.00282, 0.00282, 0.00282, 0.00282, 0.00282, 0.00282, 0.00282, 0.00282, 0.00282, 0.00282, 0.00282, 0.00282, 0.00282, 0.00282, 0.00282, 0.00282, 0.00282, 0.00282, 0.00282, 0.00282, 0.00282, 0.00282, 0.00282, 0.00282, 0.00282, 0.00282, 0.00282, 0.00282], [0.002, 0.002, 0.002, 0.002, 0.002, 0.002, 0.002, 0.002, 0.002, 0.002, 0.002, 0.002, 0.002, 0.002, 0.002, 0.002, 0.002, 0.002, 0.002, 0.002, 0.002, 0.002, 0.002, 0.002, 0.002, 0.002, 0.002, 0.002, 0.002, 0.002], [0.04, 0.04, 0.04, 0.04, 0.04, 0.04, 0.04, 0.04, 0.04, 0.04, 0.04, 0.04, 0.04, 0.04, 0.04, 0.04, 0.04, 0.04, 0.04, 0.04, 0.04, 0.04, 0.04, 0.04, 0.04, 0.04, 0.04, 0.04, 0.04, 0.04], [0.002, 0.002, 0.002, 0.002, 0.002, 0.002, 0.002, 0.002, 0.002, 0.002, 0.002, 0.002, 0.002, 0.002, 0.002, 0.002, 0.002, 0.002, 0.002, 0.002, 0.002, 0.002, 0.002, 0.002, 0.002, 0.002, 0.002, 0.002, 0.002, 0.002], [0.002, 0.002, 0.002, 0.002, 0.002, 0.002, 0.002, 0.002, 0.002, 0.002, 0.002, 0.002, 0.002, 0.002, 0.002, 0.002, 0.002, 0.002, 0.002, 0.002, 0.002, 0.002, 0.002, 0.002, 0.002, 0.002, 0.002, 0.002, 0.002, 0.002], [0.04, 0.04, 0.04, 0.04, 0.04, 0.04, 0.04, 0.04, 0.04, 0.04, 0.04, 0.04, 0.04, 0.04, 0.04, 0.04, 0.04, 0.04, 0.04, 0.04, 0.04, 0.04, 0.04, 0.04, 0.04, 0.04, 0.04, 0.04, 0.04, 0.04], [0.002, 0.002, 0.002, 0.002, 0.002, 0.002, 0.002, 0.002, 0.002, 0.002, 0.002, 0.002, 0.002, 0.002, 0.002, 0.002, 0.002, 0.002, 0.002, 0.002, 0.002, 0.002, 0.002, 0.002, 0.002, 0.002, 0.002, 0.002, 0.002, 0.002]] | 2D array of the thickness of the layers of the blade structure. The first dimension represents each layer, the second dimension represents each entry along blade span.
blade.internal_structure_2d_fem.layer_orientation | output | rad | [[0.0, 0.0, 0.0, 0.0, 0.0, 0.0, 0.0, 0.0, 0.0, 0.0, 0.0, 0.0, 0.0, 0.0, 0.0, 0.0, 0.0, 0.0, 0.0, 0.0, 0.0, 0.0, 0.0, 0.0, 0.0, 0.0, 0.0, 0.0, 0.0, 0.0], [0.0, 0.0, 0.0, 0.0, 0.0, 0.0, 0.0, 0.0, 0.0, 0.0, 0.0, 0.0, 0.0, 0.0, 0.0, 0.0, 0.0, 0.0, 0.0, 0.0, 0.0, 0.0, 0.0, 0.0, 0.0, 0.0, 0.0, 0.0, 0.0, 0.0], [0.0, 0.0, 0.0, 0.0, 0.0, 0.0, 0.0, 0.0, 0.0, 0.0, 0.0, 0.0, 0.0, 0.0, 0.0, 0.0, 0.0, 0.0, 0.0, 0.0, 0.0, 0.0, 0.0, 0.0, 0.0, 0.0, 0.0, 0.0, 0.0, 0.0], [0.0, 0.0, 0.0, 0.0, 0.0, 0.0, 0.0, 0.0, 0.0, 0.0, 0.0, 0.0, 0.0, 0.0, 0.0, 0.0, 0.0, 0.0, 0.0, 0.0, 0.0, 0.0, 0.0, 0.0, 0.0, 0.0, 0.0, 0.0, 0.0, 0.0], [0.0, 0.0, 0.0, 0.0, 0.0, 0.0, 0.0, 0.0, 0.0, 0.0, 0.0, 0.0, 0.0, 0.0, 0.0, 0.0, 0.0, 0.0, 0.0, 0.0, 0.0, 0.0, 0.0, 0.0, 0.0, 0.0, 0.0, 0.0, 0.0, 0.0], [0.0, 0.0, 0.0, 0.0, 0.0, 0.0, 0.0, 0.0, 0.0, 0.0, 0.0, 0.0, 0.0, 0.0, 0.0, 0.0, 0.0, 0.0, 0.0, 0.0, 0.0, 0.0, 0.0, 0.0, 0.0, 0.0, 0.0, 0.0, 0.0, 0.0], [0.0, 0.0, 0.0, 0.0, 0.0, 0.0, 0.0, 0.0, 0.0, 0.0, 0.0, 0.0, 0.0, 0.0, 0.0, 0.0, 0.0, 0.0, 0.0, 0.0, 0.0, 0.0, 0.0, 0.0, 0.0, 0.0, 0.0, 0.0, 0.0, 0.0], [0.0, 0.0, 0.0, 0.0, 0.0, 0.0, 0.0, 0.0, 0.0, 0.0, 0.0, 0.0, 0.0, 0.0, 0.0, 0.0, 0.0, 0.0, 0.0, 0.0, 0.0, 0.0, 0.0, 0.0, 0.0, 0.0, 0.0, 0.0, 0.0, 0.0], [0.0, 0.0, 0.0, 0.0, 0.0, 0.0, 0.0, 0.0, 0.0, 0.0, 0.0, 0.0, 0.0, 0.0, 0.0, 0.0, 0.0, 0.0, 0.0, 0.0, 0.0, 0.0, 0.0, 0.0, 0.0, 0.0, 0.0, 0.0, 0.0, 0.0], [0.0, 0.0, 0.0, 0.0, 0.0, 0.0, 0.0, 0.0, 0.0, 0.0, 0.0, 0.0, 0.0, 0.0, 0.0, 0.0, 0.0, 0.0, 0.0, 0.0, 0.0, 0.0, 0.0, 0.0, 0.0, 0.0, 0.0, 0.0, 0.0, 0.0], [0.0, 0.0, 0.0, 0.0, 0.0, 0.0, 0.0, 0.0, 0.0, 0.0, 0.0, 0.0, 0.0, 0.0, 0.0, 0.0, 0.0, 0.0, 0.0, 0.0, 0.0, 0.0, 0.0, 0.0, 0.0, 0.0, 0.0, 0.0, 0.0, 0.0], [0.0, 0.0, 0.0, 0.0, 0.0, 0.0, 0.0, 0.0, 0.0, 0.0, 0.0, 0.0, 0.0, 0.0, 0.0, 0.0, 0.0, 0.0, 0.0, 0.0, 0.0, 0.0, 0.0, 0.0, 0.0, 0.0, 0.0, 0.0, 0.0, 0.0], [0.0, 0.0, 0.0, 0.0, 0.0, 0.0, 0.0, 0.0, 0.0, 0.0, 0.0, 0.0, 0.0, 0.0, 0.0, 0.0, 0.0, 0.0, 0.0, 0.0, 0.0, 0.0, 0.0, 0.0, 0.0, 0.0, 0.0, 0.0, 0.0, 0.0], [0.0, 0.0, 0.0, 0.0, 0.0, 0.0, 0.0, 0.0, 0.0, 0.0, 0.0, 0.0, 0.0, 0.0, 0.0, 0.0, 0.0, 0.0, 0.0, 0.0, 0.0, 0.0, 0.0, 0.0, 0.0, 0.0, 0.0, 0.0, 0.0, 0.0], [0.0, 0.0, 0.0, 0.0, 0.0, 0.0, 0.0, 0.0, 0.0, 0.0, 0.0, 0.0, 0.0, 0.0, 0.0, 0.0, 0.0, 0.0, 0.0, 0.0, 0.0, 0.0, 0.0, 0.0, 0.0, 0.0, 0.0, 0.0, 0.0, 0.0], [0.0, 0.0, 0.0, 0.0, 0.0, 0.0, 0.0, 0.0, 0.0, 0.0, 0.0, 0.0, 0.0, 0.0, 0.0, 0.0, 0.0, 0.0, 0.0, 0.0, 0.0, 0.0, 0.0, 0.0, 0.0, 0.0, 0.0, 0.0, 0.0, 0.0], [0.0, 0.0, 0.0, 0.0, 0.0, 0.0, 0.0, 0.0, 0.0, 0.0, 0.0, 0.0, 0.0, 0.0, 0.0, 0.0, 0.0, 0.0, 0.0, 0.0, 0.0, 0.0, 0.0, 0.0, 0.0, 0.0, 0.0, 0.0, 0.0, 0.0]] | Fiber orientation of the composite layer with 0-value meaning alignment with reference axis. The first dimension represents each layer, the second dimension represents each entry along blade span.
blade.internal_structure_2d_fem.layer_rotation_yaml | output | rad | [[0.0, 0.0, 0.0, 0.0, 0.0, 0.0, 0.0, 0.0, 0.0, 0.0, 0.0, 0.0, 0.0, 0.0, 0.0, 0.0, 0.0, 0.0, 0.0, 0.0, 0.0, 0.0, 0.0, 0.0, 0.0, 0.0, 0.0, 0.0, 0.0, 0.0], [0.0, 0.0, 0.0, 0.0, 0.0, 0.0, 0.0, 0.0, 0.0, 0.0, 0.0, 0.0, 0.0, 0.0, 0.0, 0.0, 0.0, 0.0, 0.0, 0.0, 0.0, 0.0, 0.0, 0.0, 0.0, 0.0, 0.0, 0.0, 0.0, 0.0], [0.0, 0.0, 0.0, 0.0, 0.0, 0.0, 0.0, 0.0, 0.0, 0.0, 0.0, 0.0, 0.0, 0.0, 0.0, 0.0, 0.0, 0.0, 0.0, 0.0, 0.0, 0.0, 0.0, 0.0, 0.0, 0.0, 0.0, 0.0, 0.0, 0.0], [0.0, 0.0, 0.0, 0.0, 0.0, 0.0, 0.0, 0.0, 0.0, 0.0, 0.0, 0.0, 0.0, 0.0, 0.0, 0.0, 0.0, 0.0, 0.0, 0.0, 0.0, 0.0, 0.0, 0.0, 0.0, 0.0, 0.0, 0.0, 0.0, 0.0], [0.0, 0.0, 0.0, 0.0, 0.0, 0.0, 0.0, 0.0, 0.0, 0.0, 0.0, 0.0, 0.0, 0.0, 0.0, 0.0, 0.0, 0.0, 0.0, 0.0, 0.0, 0.0, 0.0, 0.0, 0.0, 0.0, 0.0, 0.0, 0.0, 0.0], [0.0, 0.0, 0.0, 0.0, 0.0, 0.0, 0.0, 0.0, 0.0, 0.0, 0.0, 0.0, 0.0, 0.0, 0.0, 0.0, 0.0, 0.0, 0.0, 0.0, 0.0, 0.0, 0.0, 0.0, 0.0, 0.0, 0.0, 0.0, 0.0, 0.0], [0.0, 0.0, 0.0, 0.0, 0.0, 0.0, 0.0, 0.0, 0.0, 0.0, 0.0, 0.0, 0.0, 0.0, 0.0, 0.0, 0.0, 0.0, 0.0, 0.0, 0.0, 0.0, 0.0, 0.0, 0.0, 0.0, 0.0, 0.0, 0.0, 0.0], [0.0, 0.0, 0.0, 0.0, 0.0, 0.0, 0.0, 0.0, 0.0, 0.0, 0.0, 0.0, 0.0, 0.0, 0.0, 0.0, 0.0, 0.0, 0.0, 0.0, 0.0, 0.0, 0.0, 0.0, 0.0, 0.0, 0.0, 0.0, 0.0, 0.0], [0.0, 0.0, 0.0, 0.0, 0.0, 0.0, 0.0, 0.0, 0.0, 0.0, 0.0, 0.0, 0.0, 0.0, 0.0, 0.0, 0.0, 0.0, 0.0, 0.0, 0.0, 0.0, 0.0, 0.0, 0.0, 0.0, 0.0, 0.0, 0.0, 0.0], [0.0, 0.0, 0.0, 0.0, 0.0, 0.0, 0.0, 0.0, 0.0, 0.0, 0.0, 0.0, 0.0, 0.0, 0.0, 0.0, 0.0, 0.0, 0.0, 0.0, 0.0, 0.0, 0.0, 0.0, 0.0, 0.0, 0.0, 0.0, 0.0, 0.0], [0.0, 0.0, 0.0, 0.0, 0.0, 0.0, 0.0, 0.0, 0.0, 0.0, 0.0, 0.0, 0.0, 0.0, 0.0, 0.0, 0.0, 0.0, 0.0, 0.0, 0.0, 0.0, 0.0, 0.0, 0.0, 0.0, 0.0, 0.0, 0.0, 0.0], [0.0, 0.0, 0.0, 0.0, 0.0, 0.0, 0.0, 0.0, 0.0, 0.0, 0.0, 0.0, 0.0, 0.0, 0.0, 0.0, 0.0, 0.0, 0.0, 0.0, 0.0, 0.0, 0.0, 0.0, 0.0, 0.0, 0.0, 0.0, 0.0, 0.0], [0.0, 0.0, 0.0, 0.0, 0.0, 0.0, 0.0, 0.0, 0.0, 0.0, 0.0, 0.0, 0.0, 0.0, 0.0, 0.0, 0.0, 0.0, 0.0, 0.0, 0.0, 0.0, 0.0, 0.0, 0.0, 0.0, 0.0, 0.0, 0.0, 0.0], [0.0, 0.0, 0.0, 0.0, 0.0, 0.0, 0.0, 0.0, 0.0, 0.0, 0.0, 0.0, 0.0, 0.0, 0.0, 0.0, 0.0, 0.0, 0.0, 0.0, 0.0, 0.0, 0.0, 0.0, 0.0, 0.0, 0.0, 0.0, 0.0, 0.0], [0.0, 0.0, 0.0, 0.0, 0.0, 0.0, 0.0, 0.0, 0.0, 0.0, 0.0, 0.0, 0.0, 0.0, 0.0, 0.0, 0.0, 0.0, 0.0, 0.0, 0.0, 0.0, 0.0, 0.0, 0.0, 0.0, 0.0, 0.0, 0.0, 0.0], [0.0, 0.0, 0.0, 0.0, 0.0, 0.0, 0.0, 0.0, 0.0, 0.0, 0.0, 0.0, 0.0, 0.0, 0.0, 0.0, 0.0, 0.0, 0.0, 0.0, 0.0, 0.0, 0.0, 0.0, 0.0, 0.0, 0.0, 0.0, 0.0, 0.0], [0.0, 0.0, 0.0, 0.0, 0.0, 0.0, 0.0, 0.0, 0.0, 0.0, 0.0, 0.0, 0.0, 0.0, 0.0, 0.0, 0.0, 0.0, 0.0, 0.0, 0.0, 0.0, 0.0, 0.0, 0.0, 0.0, 0.0, 0.0, 0.0, 0.0]] | 2D array of the rotation angle of a layer in respect to the chord line. The first dimension represents each layer, the second dimension represents each entry along blade span. If the rotation is equal to negative twist +- a constant, then the layer is built straight.
blade.internal_structure_2d_fem.layer_offset_y_pa_yaml | output | m | [[0.0, 0.0, 0.0, 0.0, 0.0, 0.0, 0.0, 0.0, 0.0, 0.0, 0.0, 0.0, 0.0, 0.0, 0.0, 0.0, 0.0, 0.0, 0.0, 0.0, 0.0, 0.0, 0.0, 0.0, 0.0, 0.0, 0.0, 0.0, 0.0, 0.0], [0.0, 0.0, 0.0, 0.0, 0.0, 0.0, 0.0, 0.0, 0.0, 0.0, 0.0, 0.0, 0.0, 0.0, 0.0, 0.0, 0.0, 0.0, 0.0, 0.0, 0.0, 0.0, 0.0, 0.0, 0.0, 0.0, 0.0, 0.0, 0.0, 0.0], [0.0, 0.0, 0.0, 0.0, 0.0, 0.0, 0.0, 0.0, 0.0, 0.0, 0.0, 0.0, 0.0, 0.0, 0.0, 0.0, 0.0, 0.0, 0.0, 0.0, 0.0, 0.0, 0.0, 0.0, 0.0, 0.0, 0.0, 0.0, 0.0, 0.0], [0.0, 0.0, 0.0, 0.0, 0.0, 0.0, 0.0, 0.0, 0.0, 0.0, 0.0, 0.0, 0.0, 0.0, 0.0, 0.0, 0.0, 0.0, 0.0, 0.0, 0.0, 0.0, 0.0, 0.0, 0.0, 0.0, 0.0, 0.0, 0.0, 0.0], [0.0, 0.0, 0.0, 0.0, 0.0, 0.0, 0.0, 0.0, 0.0, 0.0, 0.0, 0.0, 0.0, 0.0, 0.0, 0.0, 0.0, 0.0, 0.0, 0.0, 0.0, 0.0, 0.0, 0.0, 0.0, 0.0, 0.0, 0.0, 0.0, 0.0], [0.0, 0.0, 0.0, 0.0, 0.0, 0.0, 0.0, 0.0, 0.0, 0.0, 0.0, 0.0, 0.0, 0.0, 0.0, 0.0, 0.0, 0.0, 0.0, 0.0, 0.0, 0.0, 0.0, 0.0, 0.0, 0.0, 0.0, 0.0, 0.0, 0.0], [0.0, 0.0, 0.0, 0.0, 0.0, 0.0, 0.0, 0.0, 0.0, 0.0, 0.0, 0.0, 0.0, 0.0, 0.0, 0.0, 0.0, 0.0, 0.0, 0.0, 0.0, 0.0, 0.0, 0.0, 0.0, 0.0, 0.0, 0.0, 0.0, 0.0], [0.0, 0.0, 0.0, 0.0, 0.0, 0.0, 0.0, 0.0, 0.0, 0.0, 0.0, 0.0, 0.0, 0.0, 0.0, 0.0, 0.0, 0.0, 0.0, 0.0, 0.0, 0.0, 0.0, 0.0, 0.0, 0.0, 0.0, 0.0, 0.0, 0.0], [0.0, 0.0, 0.0, 0.0, 0.0, 0.0, 0.0, 0.0, 0.0, 0.0, 0.0, 0.0, 0.0, 0.0, 0.0, 0.0, 0.0, 0.0, 0.0, 0.0, 0.0, 0.0, 0.0, 0.0, 0.0, 0.0, 0.0, 0.0, 0.0, 0.0], [0.0, 0.0, 0.0, 0.0, 0.0, 0.0, 0.0, 0.0, 0.0, 0.0, 0.0, 0.0, 0.0, 0.0, 0.0, 0.0, 0.0, 0.0, 0.0, 0.0, 0.0, 0.0, 0.0, 0.0, 0.0, 0.0, 0.0, 0.0, 0.0, 0.0], [0.0, 0.0, 0.0, 0.0, 0.0, 0.0, 0.0, 0.0, 0.0, 0.0, 0.0, 0.0, 0.0, 0.0, 0.0, 0.0, 0.0, 0.0, 0.0, 0.0, 0.0, 0.0, 0.0, 0.0, 0.0, 0.0, 0.0, 0.0, 0.0, 0.0], [0.0, 0.0, 0.0, 0.0, 0.0, 0.0, 0.0, 0.0, 0.0, 0.0, 0.0, 0.0, 0.0, 0.0, 0.0, 0.0, 0.0, 0.0, 0.0, 0.0, 0.0, 0.0, 0.0, 0.0, 0.0, 0.0, 0.0, 0.0, 0.0, 0.0], [0.0, 0.0, 0.0, 0.0, 0.0, 0.0, 0.0, 0.0, 0.0, 0.0, 0.0, 0.0, 0.0, 0.0, 0.0, 0.0, 0.0, 0.0, 0.0, 0.0, 0.0, 0.0, 0.0, 0.0, 0.0, 0.0, 0.0, 0.0, 0.0, 0.0], [0.0, 0.0, 0.0, 0.0, 0.0, 0.0, 0.0, 0.0, 0.0, 0.0, 0.0, 0.0, 0.0, 0.0, 0.0, 0.0, 0.0, 0.0, 0.0, 0.0, 0.0, 0.0, 0.0, 0.0, 0.0, 0.0, 0.0, 0.0, 0.0, 0.0], [0.0, 0.0, 0.0, 0.0, 0.0, 0.0, 0.0, 0.0, 0.0, 0.0, 0.0, 0.0, 0.0, 0.0, 0.0, 0.0, 0.0, 0.0, 0.0, 0.0, 0.0, 0.0, 0.0, 0.0, 0.0, 0.0, 0.0, 0.0, 0.0, 0.0], [0.0, 0.0, 0.0, 0.0, 0.0, 0.0, 0.0, 0.0, 0.0, 0.0, 0.0, 0.0, 0.0, 0.0, 0.0, 0.0, 0.0, 0.0, 0.0, 0.0, 0.0, 0.0, 0.0, 0.0, 0.0, 0.0, 0.0, 0.0, 0.0, 0.0], [0.0, 0.0, 0.0, 0.0, 0.0, 0.0, 0.0, 0.0, 0.0, 0.0, 0.0, 0.0, 0.0, 0.0, 0.0, 0.0, 0.0, 0.0, 0.0, 0.0, 0.0, 0.0, 0.0, 0.0, 0.0, 0.0, 0.0, 0.0, 0.0, 0.0]] | 2D array of the offset along the y axis to set the position of a layer. Positive values move the layer towards the trailing edge, negative values towards the leading edge. The first dimension represents each layer, the second dimension represents each entry along blade span.
blade.internal_structure_2d_fem.layer_width_yaml | output | m | [[0.0, 0.0, 0.0, 0.0, 0.0, 0.0, 0.0, 0.0, 0.0, 0.0, 0.0, 0.0, 0.0, 0.0, 0.0, 0.0, 0.0, 0.0, 0.0, 0.0, 0.0, 0.0, 0.0, 0.0, 0.0, 0.0, 0.0, 0.0, 0.0, 0.0], [0.0, 0.0, 0.0, 0.0, 0.0, 0.0, 0.0, 0.0, 0.0, 0.0, 0.0, 0.0, 0.0, 0.0, 0.0, 0.0, 0.0, 0.0, 0.0, 0.0, 0.0, 0.0, 0.0, 0.0, 0.0, 0.0, 0.0, 0.0, 0.0, 0.0], [0.0, 0.0, 0.0, 0.0, 0.0, 0.0, 0.0, 0.0, 0.0, 0.0, 0.0, 0.0, 0.0, 0.0, 0.0, 0.0, 0.0, 0.0, 0.0, 0.0, 0.0, 0.0, 0.0, 0.0, 0.0, 0.0, 0.0, 0.0, 0.0, 0.0], [0.75, 0.75, 0.75, 0.75, 0.75, 0.75, 0.75, 0.75, 0.75, 0.75, 0.75, 0.75, 0.75, 0.75, 0.75, 0.75, 0.75, 0.75, 0.75, 0.75, 0.75, 0.75, 0.75, 0.75, 0.75, 0.75, 0.75, 0.75, 0.75, 0.75], [0.75, 0.75, 0.75, 0.75, 0.75, 0.75, 0.75, 0.75, 0.75, 0.75, 0.75, 0.75, 0.75, 0.75, 0.75, 0.75, 0.75, 0.75, 0.75, 0.75, 0.75, 0.75, 0.75, 0.75, 0.75, 0.75, 0.75, 0.75, 0.75, 0.75], [0.0, 0.45, 0.45, 0.45, 0.45, 0.45, 0.45, 0.45, 0.45, 0.45, 0.45, 0.45, 0.45, 0.45, 0.45, 0.45, 0.45, 0.45, 0.45, 0.45, 0.45, 0.45, 0.4433494078055326, 0.4173415337164674, 0.3751149082188141, 0.320363802466809, 0.25678248761468847, 0.1880652348166893, 0.1179063152270477, 0.050000000000000155], [0.0, 0.45, 0.45, 0.45, 0.45, 0.45, 0.45, 0.45, 0.45, 0.45, 0.45, 0.45, 0.45, 0.45, 0.45, 0.45, 0.45, 0.45, 0.45, 0.45, 0.45, 0.45, 0.4433494078055326, 0.4173415337164674, 0.3751149082188141, 0.320363802466809, 0.25678248761468847, 0.1880652348166893, 0.1179063152270477, 0.050000000000000155], [0.0, 0.0, 0.0, 0.0, 0.0, 0.0, 0.0, 0.0, 0.0, 0.0, 0.0, 0.0, 0.0, 0.0, 0.0, 0.0, 0.0, 0.0, 0.0, 0.0, 0.0, 0.0, 0.0, 0.0, 0.0, 0.0, 0.0, 0.0, 0.0, 0.0], [0.0, 0.0, 0.0, 0.0, 0.0, 0.0, 0.0, 0.0, 0.0, 0.0, 0.0, 0.0, 0.0, 0.0, 0.0, 0.0, 0.0, 0.0, 0.0, 0.0, 0.0, 0.0, 0.0, 0.0, 0.0, 0.0, 0.0, 0.0, 0.0, 0.0], [0.0, 0.0, 0.0, 0.0, 0.0, 0.0, 0.0, 0.0, 0.0, 0.0, 0.0, 0.0, 0.0, 0.0, 0.0, 0.0, 0.0, 0.0, 0.0, 0.0, 0.0, 0.0, 0.0, 0.0, 0.0, 0.0, 0.0, 0.0, 0.0, 0.0], [0.0, 0.0, 0.0, 0.0, 0.0, 0.0, 0.0, 0.0, 0.0, 0.0, 0.0, 0.0, 0.0, 0.0, 0.0, 0.0, 0.0, 0.0, 0.0, 0.0, 0.0, 0.0, 0.0, 0.0, 0.0, 0.0, 0.0, 0.0, 0.0, 0.0], [0.0, 0.0, 0.0, 0.0, 0.0, 0.0, 0.0, 0.0, 0.0, 0.0, 0.0, 0.0, 0.0, 0.0, 0.0, 0.0, 0.0, 0.0, 0.0, 0.0, 0.0, 0.0, 0.0, 0.0, 0.0, 0.0, 0.0, 0.0, 0.0, 0.0], [0.0, 0.0, 0.0, 0.0, 0.0, 0.0, 0.0, 0.0, 0.0, 0.0, 0.0, 0.0, 0.0, 0.0, 0.0, 0.0, 0.0, 0.0, 0.0, 0.0, 0.0, 0.0, 0.0, 0.0, 0.0, 0.0, 0.0, 0.0, 0.0, 0.0], [0.0, 0.0, 0.0, 0.0, 0.0, 0.0, 0.0, 0.0, 0.0, 0.0, 0.0, 0.0, 0.0, 0.0, 0.0, 0.0, 0.0, 0.0, 0.0, 0.0, 0.0, 0.0, 0.0, 0.0, 0.0, 0.0, 0.0, 0.0, 0.0, 0.0], [0.0, 0.0, 0.0, 0.0, 0.0, 0.0, 0.0, 0.0, 0.0, 0.0, 0.0, 0.0, 0.0, 0.0, 0.0, 0.0, 0.0, 0.0, 0.0, 0.0, 0.0, 0.0, 0.0, 0.0, 0.0, 0.0, 0.0, 0.0, 0.0, 0.0], [0.0, 0.0, 0.0, 0.0, 0.0, 0.0, 0.0, 0.0, 0.0, 0.0, 0.0, 0.0, 0.0, 0.0, 0.0, 0.0, 0.0, 0.0, 0.0, 0.0, 0.0, 0.0, 0.0, 0.0, 0.0, 0.0, 0.0, 0.0, 0.0, 0.0], [0.0, 0.0, 0.0, 0.0, 0.0, 0.0, 0.0, 0.0, 0.0, 0.0, 0.0, 0.0, 0.0, 0.0, 0.0, 0.0, 0.0, 0.0, 0.0, 0.0, 0.0, 0.0, 0.0, 0.0, 0.0, 0.0, 0.0, 0.0, 0.0, 0.0]] | 2D array of the width along the outer profile of a layer. The first dimension represents each layer, the second dimension represents each entry along blade span.
blade.internal_structure_2d_fem.layer_midpoint_nd | output |  | [[0.0, 0.0, 0.0, 0.0, 0.0, 0.0, 0.0, 0.0, 0.0, 0.0, 0.0, 0.0, 0.0, 0.0, 0.0, 0.0, 0.0, 0.0, 0.0, 0.0, 0.0, 0.0, 0.0, 0.0, 0.0, 0.0, 0.0, 0.0, 0.0, 0.0], [0.0, 0.0, 0.0, 0.0, 0.0, 0.0, 0.0, 0.0, 0.0, 0.0, 0.0, 0.0, 0.0, 0.0, 0.0, 0.0, 0.0, 0.0, 0.0, 0.0, 0.0, 0.0, 0.0, 0.0, 0.0, 0.0, 0.0, 0.0, 0.0, 0.0], [0.0, 0.0, 0.0, 0.0, 0.0, 0.0, 0.0, 0.0, 0.0, 0.0, 0.0, 0.0, 0.0, 0.0, 0.0, 0.0, 0.0, 0.0, 0.0, 0.0, 0.0, 0.0, 0.0, 0.0, 0.0, 0.0, 0.0, 0.0, 0.0, 0.0], [0.0, 0.0, 0.0, 0.0, 0.0, 0.0, 0.0, 0.0, 0.0, 0.0, 0.0, 0.0, 0.0, 0.0, 0.0, 0.0, 0.0, 0.0, 0.0, 0.0, 0.0, 0.0, 0.0, 0.0, 0.0, 0.0, 0.0, 0.0, 0.0, 0.0], [0.0, 0.0, 0.0, 0.0, 0.0, 0.0, 0.0, 0.0, 0.0, 0.0, 0.0, 0.0, 0.0, 0.0, 0.0, 0.0, 0.0, 0.0, 0.0, 0.0, 0.0, 0.0, 0.0, 0.0, 0.0, 0.0, 0.0, 0.0, 0.0, 0.0], [0.0, 0.0, 0.0, 0.0, 0.0, 0.0, 0.0, 0.0, 0.0, 0.0, 0.0, 0.0, 0.0, 0.0, 0.0, 0.0, 0.0, 0.0, 0.0, 0.0, 0.0, 0.0, 0.0, 0.0, 0.0, 0.0, 0.0, 0.0, 0.0, 0.0], [0.0, 0.0, 0.0, 0.0, 0.0, 0.0, 0.0, 0.0, 0.0, 0.0, 0.0, 0.0, 0.0, 0.0, 0.0, 0.0, 0.0, 0.0, 0.0, 0.0, 0.0, 0.0, 0.0, 0.0, 0.0, 0.0, 0.0, 0.0, 0.0, 0.0], [0.0, 0.0, 0.0, 0.0, 0.0, 0.0, 0.0, 0.0, 0.0, 0.0, 0.0, 0.0, 0.0, 0.0, 0.0, 0.0, 0.0, 0.0, 0.0, 0.0, 0.0, 0.0, 0.0, 0.0, 0.0, 0.0, 0.0, 0.0, 0.0, 0.0], [0.0, 0.0, 0.0, 0.0, 0.0, 0.0, 0.0, 0.0, 0.0, 0.0, 0.0, 0.0, 0.0, 0.0, 0.0, 0.0, 0.0, 0.0, 0.0, 0.0, 0.0, 0.0, 0.0, 0.0, 0.0, 0.0, 0.0, 0.0, 0.0, 0.0], [0.0, 0.0, 0.0, 0.0, 0.0, 0.0, 0.0, 0.0, 0.0, 0.0, 0.0, 0.0, 0.0, 0.0, 0.0, 0.0, 0.0, 0.0, 0.0, 0.0, 0.0, 0.0, 0.0, 0.0, 0.0, 0.0, 0.0, 0.0, 0.0, 0.0], [0.0, 0.0, 0.0, 0.0, 0.0, 0.0, 0.0, 0.0, 0.0, 0.0, 0.0, 0.0, 0.0, 0.0, 0.0, 0.0, 0.0, 0.0, 0.0, 0.0, 0.0, 0.0, 0.0, 0.0, 0.0, 0.0, 0.0, 0.0, 0.0, 0.0], [0.0, 0.0, 0.0, 0.0, 0.0, 0.0, 0.0, 0.0, 0.0, 0.0, 0.0, 0.0, 0.0, 0.0, 0.0, 0.0, 0.0, 0.0, 0.0, 0.0, 0.0, 0.0, 0.0, 0.0, 0.0, 0.0, 0.0, 0.0, 0.0, 0.0], [0.0, 0.0, 0.0, 0.0, 0.0, 0.0, 0.0, 0.0, 0.0, 0.0, 0.0, 0.0, 0.0, 0.0, 0.0, 0.0, 0.0, 0.0, 0.0, 0.0, 0.0, 0.0, 0.0, 0.0, 0.0, 0.0, 0.0, 0.0, 0.0, 0.0], [0.0, 0.0, 0.0, 0.0, 0.0, 0.0, 0.0, 0.0, 0.0, 0.0, 0.0, 0.0, 0.0, 0.0, 0.0, 0.0, 0.0, 0.0, 0.0, 0.0, 0.0, 0.0, 0.0, 0.0, 0.0, 0.0, 0.0, 0.0, 0.0, 0.0], [0.0, 0.0, 0.0, 0.0, 0.0, 0.0, 0.0, 0.0, 0.0, 0.0, 0.0, 0.0, 0.0, 0.0, 0.0, 0.0, 0.0, 0.0, 0.0, 0.0, 0.0, 0.0, 0.0, 0.0, 0.0, 0.0, 0.0, 0.0, 0.0, 0.0], [0.0, 0.0, 0.0, 0.0, 0.0, 0.0, 0.0, 0.0, 0.0, 0.0, 0.0, 0.0, 0.0, 0.0, 0.0, 0.0, 0.0, 0.0, 0.0, 0.0, 0.0, 0.0, 0.0, 0.0, 0.0, 0.0, 0.0, 0.0, 0.0, 0.0], [0.0, 0.0, 0.0, 0.0, 0.0, 0.0, 0.0, 0.0, 0.0, 0.0, 0.0, 0.0, 0.0, 0.0, 0.0, 0.0, 0.0, 0.0, 0.0, 0.0, 0.0, 0.0, 0.0, 0.0, 0.0, 0.0, 0.0, 0.0, 0.0, 0.0]] | 2D array of the non-dimensional midpoint defined along the outer profile of a layer. The first dimension represents each layer, the second dimension represents each entry along blade span.
blade.internal_structure_2d_fem.layer_start_nd_yaml | output |  | [[0.0, 0.0, 0.0, 0.0, 0.0, 0.0, 0.0, 0.0, 0.0, 0.0, 0.0, 0.0, 0.0, 0.0, 0.0, 0.0, 0.0, 0.0, 0.0, 0.0, 0.0, 0.0, 0.0, 0.0, 0.0, 0.0, 0.0, 0.0, 0.0, 0.0], [0.0, 0.0, 0.0, 0.0, 0.0, 0.0, 0.0, 0.0, 0.0, 0.0, 0.0, 0.0, 0.0, 0.0, 0.0, 0.0, 0.0, 0.0, 0.0, 0.0, 0.0, 0.0, 0.0, 0.0, 0.0, 0.0, 0.0, 0.0, 0.0, 0.0], [0.0, 0.0, 0.0, 0.0, 0.0, 0.0, 0.0, 0.0, 0.0, 0.0, 0.0, 0.0, 0.0, 0.0, 0.0, 0.0, 0.0, 0.0, 0.0, 0.0, 0.0, 0.0, 0.0, 0.0, 0.0, 0.0, 0.0, 0.0, 0.0, 0.0], [0.0, 0.0, 0.0, 0.0, 0.0, 0.0, 0.0, 0.0, 0.0, 0.0, 0.0, 0.0, 0.0, 0.0, 0.0, 0.0, 0.0, 0.0, 0.0, 0.0, 0.0, 0.0, 0.0, 0.0, 0.0, 0.0, 0.0, 0.0, 0.0, 0.0], [0.0, 0.0, 0.0, 0.0, 0.0, 0.0, 0.0, 0.0, 0.0, 0.0, 0.0, 0.0, 0.0, 0.0, 0.0, 0.0, 0.0, 0.0, 0.0, 0.0, 0.0, 0.0, 0.0, 0.0, 0.0, 0.0, 0.0, 0.0, 0.0, 0.0], [0.0, 0.0, 0.0, 0.0, 0.0, 0.0, 0.0, 0.0, 0.0, 0.0, 0.0, 0.0, 0.0, 0.0, 0.0, 0.0, 0.0, 0.0, 0.0, 0.0, 0.0, 0.0, 0.0, 0.0, 0.0, 0.0, 0.0, 0.0, 0.0, 0.0], [0.0, 0.0, 0.0, 0.0, 0.0, 0.0, 0.0, 0.0, 0.0, 0.0, 0.0, 0.0, 0.0, 0.0, 0.0, 0.0, 0.0, 0.0, 0.0, 0.0, 0.0, 0.0, 0.0, 0.0, 0.0, 0.0, 0.0, 0.0, 0.0, 0.0], [0.0, 0.0, 0.0, 0.0, 0.0, 0.0, 0.0, 0.0, 0.0, 0.0, 0.0, 0.0, 0.0, 0.0, 0.0, 0.0, 0.0, 0.0, 0.0, 0.0, 0.0, 0.0, 0.0, 0.0, 0.0, 0.0, 0.0, 0.0, 0.0, 0.0], [0.0, 0.0, 0.0, 0.0, 0.0, 0.0, 0.0, 0.0, 0.0, 0.0, 0.0, 0.0, 0.0, 0.0, 0.0, 0.0, 0.0, 0.0, 0.0, 0.0, 0.0, 0.0, 0.0, 0.0, 0.0, 0.0, 0.0, 0.0, 0.0, 0.0], [0.0, 0.0, 0.0, 0.0, 0.0, 0.0, 0.0, 0.0, 0.0, 0.0, 0.0, 0.0, 0.0, 0.0, 0.0, 0.0, 0.0, 0.0, 0.0, 0.0, 0.0, 0.0, 0.0, 0.0, 0.0, 0.0, 0.0, 0.0, 0.0, 0.0], [0.0, 0.0, 0.0, 0.0, 0.0, 0.0, 0.0, 0.0, 0.0, 0.0, 0.0, 0.0, 0.0, 0.0, 0.0, 0.0, 0.0, 0.0, 0.0, 0.0, 0.0, 0.0, 0.0, 0.0, 0.0, 0.0, 0.0, 0.0, 0.0, 0.0], [0.0, 0.0, 0.0, 0.0, 0.0, 0.0, 0.0, 0.0, 0.0, 0.0, 0.0, 0.0, 0.0, 0.0, 0.0, 0.0, 0.0, 0.0, 0.0, 0.0, 0.0, 0.0, 0.0, 0.0, 0.0, 0.0, 0.0, 0.0, 0.0, 0.0], [0.0, 0.0, 0.0, 0.0, 0.0, 0.0, 0.0, 0.0, 0.0, 0.0, 0.0, 0.0, 0.0, 0.0, 0.0, 0.0, 0.0, 0.0, 0.0, 0.0, 0.0, 0.0, 0.0, 0.0, 0.0, 0.0, 0.0, 0.0, 0.0, 0.0], [0.0, 0.0, 0.0, 0.0, 0.0, 0.0, 0.0, 0.0, 0.0, 0.0, 0.0, 0.0, 0.0, 0.0, 0.0, 0.0, 0.0, 0.0, 0.0, 0.0, 0.0, 0.0, 0.0, 0.0, 0.0, 0.0, 0.0, 0.0, 0.0, 0.0], [0.0, 0.0, 0.0, 0.0, 0.0, 0.0, 0.0, 0.0, 0.0, 0.0, 0.0, 0.0, 0.0, 0.0, 0.0, 0.0, 0.0, 0.0, 0.0, 0.0, 0.0, 0.0, 0.0, 0.0, 0.0, 0.0, 0.0, 0.0, 0.0, 0.0], [0.0, 0.0, 0.0, 0.0, 0.0, 0.0, 0.0, 0.0, 0.0, 0.0, 0.0, 0.0, 0.0, 0.0, 0.0, 0.0, 0.0, 0.0, 0.0, 0.0, 0.0, 0.0, 0.0, 0.0, 0.0, 0.0, 0.0, 0.0, 0.0, 0.0], [0.0, 0.0, 0.0, 0.0, 0.0, 0.0, 0.0, 0.0, 0.0, 0.0, 0.0, 0.0, 0.0, 0.0, 0.0, 0.0, 0.0, 0.0, 0.0, 0.0, 0.0, 0.0, 0.0, 0.0, 0.0, 0.0, 0.0, 0.0, 0.0, 0.0]] | 2D array of the non-dimensional start point defined along the outer profile of a layer. The TE suction side is 0, the TE pressure side is 1. The first dimension represents each layer, the second dimension represents each entry along blade span.
blade.internal_structure_2d_fem.layer_end_nd_yaml | output |  | [[0.0, 0.0, 0.0, 0.0, 0.0, 0.0, 0.0, 0.0, 0.0, 0.0, 0.0, 0.0, 0.0, 0.0, 0.0, 0.0, 0.0, 0.0, 0.0, 0.0, 0.0, 0.0, 0.0, 0.0, 0.0, 0.0, 0.0, 0.0, 0.0, 0.0], [0.0, 0.0, 0.0, 0.0, 0.0, 0.0, 0.0, 0.0, 0.0, 0.0, 0.0, 0.0, 0.0, 0.0, 0.0, 0.0, 0.0, 0.0, 0.0, 0.0, 0.0, 0.0, 0.0, 0.0, 0.0, 0.0, 0.0, 0.0, 0.0, 0.0], [0.0, 0.0, 0.0, 0.0, 0.0, 0.0, 0.0, 0.0, 0.0, 0.0, 0.0, 0.0, 0.0, 0.0, 0.0, 0.0, 0.0, 0.0, 0.0, 0.0, 0.0, 0.0, 0.0, 0.0, 0.0, 0.0, 0.0, 0.0, 0.0, 0.0], [0.0, 0.0, 0.0, 0.0, 0.0, 0.0, 0.0, 0.0, 0.0, 0.0, 0.0, 0.0, 0.0, 0.0, 0.0, 0.0, 0.0, 0.0, 0.0, 0.0, 0.0, 0.0, 0.0, 0.0, 0.0, 0.0, 0.0, 0.0, 0.0, 0.0], [0.0, 0.0, 0.0, 0.0, 0.0, 0.0, 0.0, 0.0, 0.0, 0.0, 0.0, 0.0, 0.0, 0.0, 0.0, 0.0, 0.0, 0.0, 0.0, 0.0, 0.0, 0.0, 0.0, 0.0, 0.0, 0.0, 0.0, 0.0, 0.0, 0.0], [1.0, 1.0, 1.0, 1.0, 1.0, 1.0, 1.0, 1.0, 1.0, 1.0, 1.0, 1.0, 1.0, 1.0, 1.0, 1.0, 1.0, 1.0, 1.0, 1.0, 1.0, 1.0, 1.0, 1.0, 1.0, 1.0, 1.0, 1.0, 1.0, 1.0], [0.0, 0.0, 0.0, 0.0, 0.0, 0.0, 0.0, 0.0, 0.0, 0.0, 0.0, 0.0, 0.0, 0.0, 0.0, 0.0, 0.0, 0.0, 0.0, 0.0, 0.0, 0.0, 0.0, 0.0, 0.0, 0.0, 0.0, 0.0, 0.0, 0.0], [0.0, 0.0, 0.0, 0.0, 0.0, 0.0, 0.0, 0.0, 0.0, 0.0, 0.0, 0.0, 0.0, 0.0, 0.0, 0.0, 0.0, 0.0, 0.0, 0.0, 0.0, 0.0, 0.0, 0.0, 0.0, 0.0, 0.0, 0.0, 0.0, 0.0], [0.0, 0.0, 0.0, 0.0, 0.0, 0.0, 0.0, 0.0, 0.0, 0.0, 0.0, 0.0, 0.0, 0.0, 0.0, 0.0, 0.0, 0.0, 0.0, 0.0, 0.0, 0.0, 0.0, 0.0, 0.0, 0.0, 0.0, 0.0, 0.0, 0.0], [0.0, 0.0, 0.0, 0.0, 0.0, 0.0, 0.0, 0.0, 0.0, 0.0, 0.0, 0.0, 0.0, 0.0, 0.0, 0.0, 0.0, 0.0, 0.0, 0.0, 0.0, 0.0, 0.0, 0.0, 0.0, 0.0, 0.0, 0.0, 0.0, 0.0], [0.0, 0.0, 0.0, 0.0, 0.0, 0.0, 0.0, 0.0, 0.0, 0.0, 0.0, 0.0, 0.0, 0.0, 0.0, 0.0, 0.0, 0.0, 0.0, 0.0, 0.0, 0.0, 0.0, 0.0, 0.0, 0.0, 0.0, 0.0, 0.0, 0.0], [0.0, 0.0, 0.0, 0.0, 0.0, 0.0, 0.0, 0.0, 0.0, 0.0, 0.0, 0.0, 0.0, 0.0, 0.0, 0.0, 0.0, 0.0, 0.0, 0.0, 0.0, 0.0, 0.0, 0.0, 0.0, 0.0, 0.0, 0.0, 0.0, 0.0], [0.0, 0.0, 0.0, 0.0, 0.0, 0.0, 0.0, 0.0, 0.0, 0.0, 0.0, 0.0, 0.0, 0.0, 0.0, 0.0, 0.0, 0.0, 0.0, 0.0, 0.0, 0.0, 0.0, 0.0, 0.0, 0.0, 0.0, 0.0, 0.0, 0.0], [0.0, 0.0, 0.0, 0.0, 0.0, 0.0, 0.0, 0.0, 0.0, 0.0, 0.0, 0.0, 0.0, 0.0, 0.0, 0.0, 0.0, 0.0, 0.0, 0.0, 0.0, 0.0, 0.0, 0.0, 0.0, 0.0, 0.0, 0.0, 0.0, 0.0], [0.0, 0.0, 0.0, 0.0, 0.0, 0.0, 0.0, 0.0, 0.0, 0.0, 0.0, 0.0, 0.0, 0.0, 0.0, 0.0, 0.0, 0.0, 0.0, 0.0, 0.0, 0.0, 0.0, 0.0, 0.0, 0.0, 0.0, 0.0, 0.0, 0.0], [0.0, 0.0, 0.0, 0.0, 0.0, 0.0, 0.0, 0.0, 0.0, 0.0, 0.0, 0.0, 0.0, 0.0, 0.0, 0.0, 0.0, 0.0, 0.0, 0.0, 0.0, 0.0, 0.0, 0.0, 0.0, 0.0, 0.0, 0.0, 0.0, 0.0], [0.0, 0.0, 0.0, 0.0, 0.0, 0.0, 0.0, 0.0, 0.0, 0.0, 0.0, 0.0, 0.0, 0.0, 0.0, 0.0, 0.0, 0.0, 0.0, 0.0, 0.0, 0.0, 0.0, 0.0, 0.0, 0.0, 0.0, 0.0, 0.0, 0.0]] | 2D array of the non-dimensional end point defined along the outer profile of a layer. The TE suction side is 0, the TE pressure side is 1. The first dimension represents each layer, the second dimension represents each entry along blade span.
blade.internal_structure_2d_fem.layer_side | output | n/a | ['', '', '', 'pressure', 'suction', '', '', '', '', '', '', '', '', '', '', '', ''] | 1D array setting whether the layer is on the suction or pressure side. This entry is only used if definition_layer is equal to 1 or 2.
blade.internal_structure_2d_fem.definition_web | output | n/a | [1.0, 1.0] | 1D array of flags identifying how webs are specified in the yaml. 1) offset+rotation=twist 2) offset+rotation
blade.internal_structure_2d_fem.definition_layer | output | n/a | [1.0, 1.0, 1.0, 2.0, 2.0, 8.0, 7.0, 6.0, 6.0, 6.0, 1.0, 10.0, 10.0, 10.0, 10.0, 10.0, 10.0] | 1D array of flags identifying how layers are specified in the yaml. 1) all around (skin, paint, ) 2) offset+rotation twist+width (spar caps) 3) offset+user defined rotation+width 4) midpoint TE+width (TE reinf) 5) midpoint LE+width (LE reinf) 6) layer position fixed to other layer (core fillers) 7) start and width 8) end and width 9) start and end nd 10) web layer
blade.internal_structure_2d_fem.index_layer_start | output | n/a | [0.0, 0.0, 0.0, 0.0, 0.0, 0.0, 0.0, 3.0, 6.0, 4.0, 0.0, 0.0, 0.0, 0.0, 0.0, 0.0, 0.0] | Index used to fix a layer to another
blade.internal_structure_2d_fem.index_layer_end | output | n/a | [0.0, 0.0, 0.0, 0.0, 0.0, 0.0, 0.0, 5.0, 4.0, 3.0, 0.0, 0.0, 0.0, 0.0, 0.0, 0.0, 0.0] | Index used to fix a layer to another
blade.interp_airfoils.af_position | input |  | [0.0, 0.022222764227642276, 0.17137860377801986, 0.23333333333333334, 0.3666666666666667, 0.47222384517197835, 0.6005347184880255, 0.7, 1.0] | 1D array of the non dimensional positions of the airfoils af_used defined along blade span.
blade.interp_airfoils.ac | input |  | [0.275, 0.5, 0.275, 0.275, 0.275, 0.275, 0.275] | 1D array of the aerodynamic centers of each airfoil.
blade.interp_airfoils.r_thick_discrete | input |  | [0.4, 1.0, 0.3, 0.21, 0.25, 0.35, 0.18] | 1D array of the relative thicknesses of each airfoil.
blade.interp_airfoils.aoa | input | rad | [-3.141592653589793, -3.0892327760299634, -3.036872898470133, -2.9845130209103035, -2.9321531433504737, -2.8797932657906435, -2.827433388230814, -2.775073510670984, -2.722713633111154, -2.670353755551324, -2.617993877991494, -2.5656340004316642, -2.5132741228718345, -2.4609142453120043, -2.4085543677521746, -2.356194490192345, -2.3038346126325147, -2.251474735072685, -2.199114857512855, -2.146754979953025, -2.0943951023931953, -2.0420352248333655, -1.9896753472735356, -1.9373154697137056, -1.8849555921538759, -1.832595714594046, -1.780235837034216, -1.727875959474386, -1.6755160819145563, -1.6231562043547263, -1.5707963267948963, -1.5184364492350666, -1.4660765716752366, -1.4137166941154067, -1.361356816555577, -1.308996938995747, -1.256637061435917, -1.2042771838760873, -1.1519173063162573, -1.0995574287564276, -1.0471975511965974, -0.9948376736367677, -0.9424777960769379, -0.8901179185171078, -0.837758040957278, -0.7853981633974483, -0.7330382858376181, -0.6806784082777884, -0.6283185307179586, -0.5759586531581284, -0.5235987755982988, -0.513021022555909, -0.502443269513519, -0.4918655164711292, -0.4812877634287393, -0.4707100103863494, -0.46013225734395957, -0.4495545043015697, -0.4389767512591798, -0.42839899821678995, -0.41782124517440006, -0.40724349213201017, -0.39666573908962033, -0.38608798604723044, -0.37551023300484054, -0.3649324799624507, -0.3543547269200608, -0.3437769738776709, -0.3331992208352811, -0.3226214677928912, -0.3120437147505013, -0.30146596170811146, -0.29088820866572157, -0.2803104556233317, -0.26973270258094184, -0.25915494953855195, -0.24857719649616206, -0.23799944345377216, -0.22742169041138233, -0.21684393736899243, -0.20626618432660254, -0.1956884312842127, -0.1851106782418228, -0.17453292519943292, -0.16395517215704308, -0.1533774191146532, -0.1427996660722633, -0.13222191302987346, -0.12164415998748357, -0.11106640694509368, -0.10048865390270378, -0.08991090086031395, -0.07933314781792405, -0.06875539477553416, -0.058177641733144325, -0.04759988869075443, -0.03702213564836454, -0.026444382605974703, -0.015866629563584866, -0.0052888765211949185, 0.0052888765211949185, 0.015866629563584866, 0.026444382605974703, 0.03702213564836454, 0.04759988869075449, 0.058177641733144325, 0.06875539477553416, 0.07933314781792411, 0.08991090086031395, 0.10048865390270378, 0.11106640694509373, 0.12164415998748357, 0.1322219130298734, 0.14279966607226335, 0.1533774191146532, 0.16395517215704303, 0.17453292519943298, 0.1851106782418228, 0.19568843128421265, 0.2062661843266026, 0.21684393736899243, 0.22742169041138227, 0.23799944345377222, 0.24857719649616206, 0.2591549495385519, 0.26973270258094184, 0.2803104556233317, 0.2908882086657215, 0.30146596170811146, 0.3120437147505013, 0.32262146779289125, 0.3331992208352811, 0.3437769738776709, 0.35435472692006087, 0.3649324799624507, 0.37551023300484054, 0.3860879860472305, 0.39666573908962033, 0.40724349213201017, 0.4178212451744001, 0.42839899821678995, 0.4389767512591798, 0.44955450430156974, 0.46013225734395957, 0.4707100103863494, 0.48128776342873925, 0.4918655164711291, 0.5024432695135191, 0.513021022555909, 0.5235987755982988, 0.5759586531581287, 0.6283185307179586, 0.6806784082777885, 0.7330382858376183, 0.7853981633974483, 0.8377580409572781, 0.890117918517108, 0.9424777960769379, 0.9948376736367679, 1.0471975511965979, 1.0995574287564276, 1.1519173063162573, 1.2042771838760875, 1.2566370614359172, 1.3089969389957472, 1.3613568165555772, 1.413716694115407, 1.4660765716752369, 1.5184364492350668, 1.5707963267948966, 1.6231562043547263, 1.6755160819145565, 1.7278759594743862, 1.780235837034216, 1.8325957145940461, 1.8849555921538759, 1.937315469713706, 1.9896753472735358, 2.0420352248333655, 2.0943951023931957, 2.1467549799530254, 2.199114857512855, 2.2514747350726854, 2.303834612632515, 2.356194490192345, 2.408554367752175, 2.4609142453120048, 2.5132741228718345, 2.5656340004316642, 2.6179938779914944, 2.670353755551324, 2.722713633111154, 2.775073510670984, 2.827433388230814, 2.8797932657906435, 2.9321531433504737, 2.9845130209103035, 3.036872898470133, 3.0892327760299634, 3.141592653589793] | 1D array of the angles of attack used to define the polars of the airfoils. All airfoils defined in openmdao share this grid.
blade.interp_airfoils.cl | input |  | [[[[0.012774299814956497]], [[0.14269327218499767]], [[0.2586370117479547]], [[0.3623386438927308]], [[0.44846540213334535]], [[0.5258962146947556]], [[0.5932747256952848]], [[0.6483731015052915]], [[0.6919714774537448]], [[0.724561884158482]], [[0.7475588397302069]], [[0.761476518094192]], [[0.7649770522520746]], [[0.7610743400910195]], [[0.7512774380781152]], [[0.7313798387745672]], [[0.7053181409441592]], [[0.6728915426068911]], [[0.634057340901292]], [[0.590171891142727]], [[0.5410148133866781]], [[0.48740716155951874]], [[0.42985986987276736]], [[0.3685763349494897]], [[0.3044320123794003]], [[0.23760988069898553]], [[0.16873016172346023]], [[0.09833293688442458]], [[0.02670874222112079]], [[-0.04539424263359261]], [[-0.117688842156067]], [[-0.18961620380430833]], [[-0.2606048613871396]], [[-0.3303845295102284]], [[-0.39818700075596947]], [[-0.46373523804603245]], [[-0.5264952231737257]], [[-0.5858109650288182]], [[-0.6415695381785984]], [[-0.6928091067102785]], [[-0.7393831898384677]], [[-0.7808112224110497]], [[-0.81611327995889]], [[-0.8458394186133674]], [[-0.8683507703076264]], [[-0.8834865804009255]], [[-0.8900593780814409]], [[-0.890834276816703]], [[-0.8807641250363609]], [[-0.8634573989452705]], [[-0.834899292600962]], [[-0.8282489306690205]], [[-0.8209342610459643]], [[-0.8130379108983156]], [[-0.804642507392596]], [[-0.7958306776953279]], [[-0.7866850489730332]], [[-0.7772882483922339]], [[-0.7677229031194519]], [[-0.757642826424416]], [[-0.746714949015]], [[-0.7354598970264341]], [[-0.723751051434922]], [[-0.7115736689186716]], [[-0.6989349299180345]], [[-0.6858221810715147]], [[-0.6722290584227956]], [[-0.6581300051061376]], [[-0.6434981088933348]], [[-0.6283058740281965]], [[-0.6125266628415562]], [[-0.5961303038207688]], [[-0.5790939409637361]], [[-0.5613855416799043]], [[-0.5429808773658764]], [[-0.5238497699943111]], [[-0.5039455731724146]], [[-0.48331527043284084]], [[-0.46184828498002933]], [[-0.43951673403929203]], [[-0.416384286969858]], [[-0.39235389628802414]], [[-0.3675495803246012]], [[-0.3419926182048192]], [[-0.31576519070347914]], [[-0.28893931081761076]], [[-0.2615473308199055]], [[-0.2336907396717728]], [[-0.2054051833434165]], [[-0.17675892289432352]], [[-0.14783043277550198]], [[-0.11865391393879493]], [[-0.08937954619790792]], [[-0.059860095852091344]], [[-0.030185078540683603]], [[0.0012276019638754424]], [[0.035077649579663424]], [[0.07314602872212428]], [[0.11636666891197389]], [[0.166292415723779]], [[0.22403376141165418]], [[0.2907425444002591]], [[0.3652231354797523]], [[0.44573809999042824]], [[0.5303855569486363]], [[0.6160593764113568]], [[0.70158900252098]], [[0.7838622877333025]], [[0.8621393122542008]], [[0.935702772940798]], [[1.0048242248664394]], [[1.069786819538331]], [[1.1306029864843783]], [[1.1879114452355026]], [[1.2413575000795158]], [[1.291427025620277]], [[1.3382500549164937]], [[1.3820187279231424]], [[1.4229244423480307]], [[1.4611558647009941]], [[1.4969023588186527]], [[1.5303538676614972]], [[1.5616804879844108]], [[1.5909828749291866]], [[1.6183431962266996]], [[1.643843995988398]], [[1.6675688299847076]], [[1.6896042718028865]], [[1.7100333113018582]], [[1.7289386078333222]], [[1.746403029450979]], [[1.762511085708032]], [[1.7773607847528972]], [[1.7909570443296023]], [[1.8035401559564967]], [[1.8150604270277528]], [[1.82564497776333]], [[1.8353774297611998]], [[1.8443376241529081]], [[1.8526135288184375]], [[1.860289296289324]], [[1.8674457505639261]], [[1.8741736088302692]], [[1.8802946201466608]], [[1.8860939669516341]], [[1.8914413019319458]], [[1.8961736822282051]], [[1.900525535294271]], [[1.9044326767258222]], [[1.9076799063903955]], [[1.9152886268953402]], [[1.913708174109812]], [[1.8942547863247823]], [[1.8634835437590251]], [[1.815671319614068]], [[1.7527231925405065]], [[1.6737503956327202]], [[1.5765429516184701]], [[1.463220505921252]], [[1.3342366508018952]], [[1.1953155117819012]], [[1.051696886081918]], [[0.9064407545832502]], [[0.7670097848150973]], [[0.6356478103389553]], [[0.5177141807138634]], [[0.41113935764915804]], [[0.3148901019407244]], [[0.22633041939349696]], [[0.14376557334508758]], [[0.06503676966750052]], [[-0.011793380444871436]], [[-0.08774937110969894]], [[-0.1624196350704996]], [[-0.23547116150071226]], [[-0.30630966744662236]], [[-0.3742863533863529]], [[-0.43921290564776194]], [[-0.5001720776223696]], [[-0.5569541461155774]], [[-0.6090250095165141]], [[-0.6555259800300086]], [[-0.6966907370648507]], [[-0.7310982922380173]], [[-0.7587989660341019]], [[-0.7799816948279059]], [[-0.7906161409454636]], [[-0.7950150432209698]], [[-0.7914675204942629]], [[-0.7771749373511712]], [[-0.75327399066682]], [[-0.7192891181489044]], [[-0.6737401420588566]], [[-0.6161306932475592]], [[-0.5456212440970902]], [[-0.4645602813766505]], [[-0.3746427178499516]], [[-0.26680067154758935]], [[-0.13878272406752298]], [[0.012774299814956529]]], [[[0.0]], [[0.0]], [[0.0]], [[0.0]], [[0.0]], [[0.0]], [[0.0]], [[0.0]], [[0.0]], [[0.0]], [[0.0]], [[0.0]], [[0.0]], [[0.0]], [[0.0]], [[0.0]], [[0.0]], [[0.0]], [[0.0]], [[0.0]], [[0.0]], [[0.0]], [[0.0]], [[0.0]], [[0.0]], [[0.0]], [[0.0]], [[0.0]], [[0.0]], [[0.0]], [[0.0]], [[0.0]], [[0.0]], [[0.0]], [[0.0]], [[0.0]], [[0.0]], [[0.0]], [[0.0]], [[0.0]], [[0.0]], [[0.0]], [[0.0]], [[0.0]], [[0.0]], [[0.0]], [[0.0]], [[0.0]], [[0.0]], [[0.0]], [[0.0]], [[0.0]], [[0.0]], [[0.0]], [[0.0]], [[0.0]], [[0.0]], [[0.0]], [[0.0]], [[0.0]], [[0.0]], [[0.0]], [[0.0]], [[0.0]], [[0.0]], [[0.0]], [[0.0]], [[0.0]], [[0.0]], [[0.0]], [[0.0]], [[0.0]], [[0.0]], [[0.0]], [[0.0]], [[0.0]], [[0.0]], [[0.0]], [[0.0]], [[0.0]], [[0.0]], [[0.0]], [[0.0]], [[0.0]], [[0.0]], [[0.0]], [[0.0]], [[0.0]], [[0.0]], [[0.0]], [[0.0]], [[0.0]], [[0.0]], [[0.0]], [[0.0]], [[0.0]], [[0.0]], [[0.0]], [[0.0]], [[0.0]], [[0.0]], [[0.0]], [[0.0]], [[0.0]], [[0.0]], [[0.0]], [[0.0]], [[0.0]], [[0.0]], [[0.0]], [[0.0]], [[0.0]], [[0.0]], [[0.0]], [[0.0]], [[0.0]], [[0.0]], [[0.0]], [[0.0]], [[0.0]], [[0.0]], [[0.0]], [[0.0]], [[0.0]], [[0.0]], [[0.0]], [[0.0]], [[0.0]], [[0.0]], [[0.0]], [[0.0]], [[0.0]], [[0.0]], [[0.0]], [[0.0]], [[0.0]], [[0.0]], [[0.0]], [[0.0]], [[0.0]], [[0.0]], [[0.0]], [[0.0]], [[0.0]], [[0.0]], [[0.0]], [[0.0]], [[0.0]], [[0.0]], [[0.0]], [[0.0]], [[0.0]], [[0.0]], [[0.0]], [[0.0]], [[0.0]], [[0.0]], [[0.0]], [[0.0]], [[0.0]], [[0.0]], [[0.0]], [[0.0]], [[0.0]], [[0.0]], [[0.0]], [[0.0]], [[0.0]], [[0.0]], [[0.0]], [[0.0]], [[0.0]], [[0.0]], [[0.0]], [[0.0]], [[0.0]], [[0.0]], [[0.0]], [[0.0]], [[0.0]], [[0.0]], [[0.0]], [[0.0]], [[0.0]], [[0.0]], [[0.0]], [[0.0]], [[0.0]], [[0.0]], [[0.0]], [[0.0]], [[0.0]], [[0.0]], [[0.0]], [[0.0]], [[0.0]], [[0.0]], [[0.0]], [[0.0]], [[0.0]]], [[[0.04964209610768981]], [[0.18728247933488665]], [[0.31002095168231864]], [[0.4197144359489547]], [[0.5106991363681169]], [[0.5924429394439092]], [[0.6635103121657981]], [[0.7215388854029396]], [[0.7673865118191947]], [[0.8015843789771776]], [[0.8256485921551736]], [[0.8400961981985308]], [[0.843702760386986]], [[0.8394444296466287]], [[0.8289938242178687]], [[0.8080256543206343]], [[0.7806321710826848]], [[0.7466342734001926]], [[0.7060153128499983]], [[0.6602081999837803]], [[0.6090118339637887]], [[0.5533041752551805]], [[0.49364207119826703]], [[0.43026327666183745]], [[0.3641026544735597]], [[0.2953770621220479]], [[0.22475499336493257]], [[0.15282746828955382]], [[0.0799153696412935]], [[0.006830498587953557]], [[-0.06610873016717743]], [[-0.1382744282075125]], [[-0.2091146494597552]], [[-0.2783623163152973]], [[-0.3457249666850165]], [[-0.4111544300960605]], [[-0.4745009608088385]], [[-0.5355831827593236]], [[-0.5943839060863658]], [[-0.6506998689248986]], [[-0.7042851867756956]], [[-0.7551355236093819]], [[-0.8005802042448851]], [[-0.8404406635564805]], [[-0.871232633180789]], [[-0.8902420264897877]], [[-0.8935596412969572]], [[-0.8920097340788381]], [[-0.8704473942338138]], [[-0.8496621277746017]], [[-0.8360105155061717]], [[-0.8364319170528584]], [[-0.837651180659868]], [[-0.8396008947776253]], [[-0.842213647856555]], [[-0.8454220283470817]], [[-0.84915862469963]], [[-0.8533560253646247]], [[-0.8579468187924902]], [[-0.8647688223719059]], [[-0.8750541155037499]], [[-0.8862978972438583]], [[-0.8992564093183807]], [[-0.9142976351807424]], [[-0.9322863208005226]], [[-0.9539001376819924]], [[-0.980194821189284]], [[-1.011774282526046]], [[-1.0496252169726716]], [[-1.0937918675176013]], [[-1.1403857817161722]], [[-1.186376193041567]], [[-1.2242055045071811]], [[-1.2507948917409322]], [[-1.2548945730736596]], [[-1.2543978298863578]], [[-1.228670649367338]], [[-1.1904373208481211]], [[-1.1396299200975855]], [[-1.0807080605203003]], [[-1.01890919931456]], [[-0.9559477002022148]], [[-0.8986853259640485]], [[-0.8479714431363805]], [[-0.8072531609810798]], [[-0.7699275458301977]], [[-0.7340461901368132]], [[-0.6922652607045104]], [[-0.6422666207565266]], [[-0.57699388892989]], [[-0.5011537365373427]], [[-0.41570664690505504]], [[-0.3304839217503235]], [[-0.2453385825423862]], [[-0.16135472938184708]], [[-0.0781178670652549]], [[0.004412087510226579]], [[0.08632850367660144]], [[0.16768663713800064]], [[0.24854436820941997]], [[0.32899470763543365]], [[0.4090743302507231]], [[0.4888761585658733]], [[0.5684593655987711]], [[0.6478796087988709]], [[0.7272610420728656]], [[0.8065225459389558]], [[0.8854077271924518]], [[0.9633183513944151]], [[1.0399017140545257]], [[1.1143275937629418]], [[1.1863230149999486]], [[1.255086353808457]], [[1.320492244052257]], [[1.3808451416281722]], [[1.433931118904791]], [[1.4770291648953342]], [[1.5076697555782053]], [[1.5226807865726688]], [[1.519900723239487]], [[1.4944307252610132]], [[1.4553800141978996]], [[1.4165183733181508]], [[1.3816306817072508]], [[1.3519703642070686]], [[1.3288607536830792]], [[1.313652451017612]], [[1.3081213075051374]], [[1.3113049316085135]], [[1.3270408235293274]], [[1.3509079157662678]], [[1.3774407560323114]], [[1.4012151392352752]], [[1.4143574610412732]], [[1.4198013580075086]], [[1.4161782030037942]], [[1.4075414481564543]], [[1.3952758921019044]], [[1.3829428714274528]], [[1.3711261556190608]], [[1.3601943086936434]], [[1.3499780863475288]], [[1.3404055208984913]], [[1.3316481834746832]], [[1.3233724277914574]], [[1.3156210763429435]], [[1.3084852682835109]], [[1.3018609160670271]], [[1.2956956372384731]], [[1.2899901097466615]], [[1.2672188915935685]], [[1.2500579077264622]], [[1.235201958883625]], [[1.2168362418596117]], [[1.1932919317470658]], [[1.1592008600230026]], [[1.116117928215041]], [[1.0632830045026074]], [[1.0033276572011578]], [[0.9360245506051608]], [[0.8628467007575726]], [[0.7847452125190102]], [[0.7022109958919858]], [[0.616772318620103]], [[0.528888208599961]], [[0.43967685289003583]], [[0.35018426166044636]], [[0.26096675744443065]], [[0.17347186560929934]], [[0.08816071259616412]], [[0.006090071507540515]], [[-0.07261668492490235]], [[-0.14792781747763964]], [[-0.2196434818619227]], [[-0.2878182273109148]], [[-0.35235005179773804]], [[-0.41309038969525097]], [[-0.47015587339460335]], [[-0.523243037447776]], [[-0.5724612881034933]], [[-0.6177031659307005]], [[-0.6587596653581551]], [[-0.6958766374831244]], [[-0.7286411624213136]], [[-0.7571192435331721]], [[-0.781484500769481]], [[-0.7994765967361901]], [[-0.8126090987742801]], [[-0.8133286154579451]], [[-0.8109652027509235]], [[-0.7965426029921661]], [[-0.7709466282180923]], [[-0.7322356166802069]], [[-0.6798880600475492]], [[-0.6111445924148585]], [[-0.5291067917545871]], [[-0.43653108136544194]], [[-0.32075991128823245]], [[-0.16266292116639633]], [[0.04964209610768984]]], [[[0.00921676639997223]], [[0.25147128101163213]], [[0.42715697353694854]], [[0.5546876910378238]], [[0.6186145451769408]], [[0.6628203413283077]], [[0.6938831543798423]], [[0.7134517023017004]], [[0.7246759439574989]], [[0.7452236741669606]], [[0.7739610979927354]], [[0.8035287327862465]], [[0.8185902307985563]], [[0.8234836678199766]], [[0.8178976438581758]], [[0.7972220924119334]], [[0.7681933393814395]], [[0.7313595201772793]], [[0.6879378650003364]], [[0.640678063092424]], [[0.5895108925722523]], [[0.5351887076834958]], [[0.4779475623199586]], [[0.4179054720071945]], [[0.35559236790475446]], [[0.29111792265922615]], [[0.2248560689793226]], [[0.15713675868656718]], [[0.08812841292293498]], [[0.018291229046321144]], [[-0.052208796941995046]], [[-0.12302767964464062]], [[-0.19383377027396026]], [[-0.2644577905479207]], [[-0.33438885056352]], [[-0.40319805540672643]], [[-0.4701513375134536]], [[-0.5342934556164555]], [[-0.5953193454129955]], [[-0.6519298216208483]], [[-0.7037786439321458]], [[-0.7501474414703292]], [[-0.7896788104965823]], [[-0.8229247704366778]], [[-0.8477982094402521]], [[-0.8636393568493153]], [[-0.8684398610082152]], [[-0.8681097937126746]], [[-0.8524603187653123]], [[-0.8276803298568334]], [[-0.8011772881802078]], [[-0.7988680629131615]], [[-0.7966657055638412]], [[-0.7946269276978027]], [[-0.7928084408806018]], [[-0.7912669566777939]], [[-0.7900591866549354]], [[-0.7892418423775815]], [[-0.7888716354112882]], [[-0.7909641475823819]], [[-0.7966103767858694]], [[-0.8033162866011881]], [[-0.8116876984011139]], [[-0.8220474468358867]], [[-0.8343133901599069]], [[-0.8487063083807073]], [[-0.865377105214045]], [[-0.884347838895094]], [[-0.9058277072049403]], [[-0.9296594497809416]], [[-0.9544506849722145]], [[-0.9791063516645745]], [[-1.0010241439365108]], [[-1.0192431184704995]], [[-1.0314986908098287]], [[-1.0355127518656941]], [[-1.0305357603170158]], [[-1.017892376784259]], [[-0.9944162382564778]], [[-0.9621539787041551]], [[-0.9227768090607795]], [[-0.8752741443050032]], [[-0.8216545255892146]], [[-0.761723349304874]], [[-0.6965293875553347]], [[-0.6267527740676063]], [[-0.5526906468324642]], [[-0.47545995568807276]], [[-0.39539852210946713]], [[-0.313267722121883]], [[-0.22990068795983645]], [[-0.14568091403114114]], [[-0.06164335851299934]], [[0.021816481672126797]], [[0.1040343243562381]], [[0.18495768493122225]], [[0.26455507747655094]], [[0.34281648423562505]], [[0.4197409202863443]], [[0.4953257519807379]], [[0.5695427348756178]], [[0.6424046114802859]], [[0.7138832571217151]], [[0.7839748381155316]], [[0.8526817119727674]], [[0.9199764142679712]], [[0.9858608070331852]], [[1.050512195993086]], [[1.1128889581844994]], [[1.1726723039193037]], [[1.2270659125807475]], [[1.2752769358740255]], [[1.3148935324396747]], [[1.3453408448461388]], [[1.364215077491246]], [[1.3693098786701754]], [[1.3638059950393773]], [[1.3493859790032487]], [[1.329346943873698]], [[1.3068899015538749]], [[1.285125181540227]], [[1.2672098960171547]], [[1.2561217060831744]], [[1.2537185150941974]], [[1.2576023646138907]], [[1.2671227951481123]], [[1.2799168417313862]], [[1.2942746481784528]], [[1.3083502409040026]], [[1.3203021025754256]], [[1.3283020470769402]], [[1.330945142279679]], [[1.3275587115507608]], [[1.3163028993773243]], [[1.2978852389457352]], [[1.2748513241718629]], [[1.2483499131073517]], [[1.2205133648762037]], [[1.1937609228848125]], [[1.168433533849677]], [[1.1448640440159594]], [[1.1228770548320446]], [[1.102321295084218]], [[1.083637685576073]], [[1.0660249562552329]], [[1.049652442086331]], [[1.0348006827671679]], [[1.0211163752006545]], [[1.0085398801091126]], [[0.9972118120371214]], [[0.9555588067348608]], [[0.9334989299115172]], [[0.9225970611316626]], [[0.9149891095858532]], [[0.9076744656871922]], [[0.8912002398796282]], [[0.8671064572948797]], [[0.8338029412971538]], [[0.7939925117393026]], [[0.7470129898168785]], [[0.6941220881492408]], [[0.6359387376756891]], [[0.5726971960359782]], [[0.5056046080564932]], [[0.4348527829188079]], [[0.3612809890177059]], [[0.285590605079623]], [[0.2081628011746643]], [[0.1299662486331714]], [[0.051305704925849134]], [[-0.027199448599835432]], [[-0.10495654261613545]], [[-0.18167263034204442]], [[-0.25654380541281613]], [[-0.329271391702217]], [[-0.3992876583610322]], [[-0.4659148900366639]], [[-0.529002173109885]], [[-0.587570955219782]], [[-0.6414419160888952]], [[-0.6900876415668283]], [[-0.7325417712351244]], [[-0.7691966154051664]], [[-0.7984667176659584]], [[-0.8211555317527629]], [[-0.8376707343478791]], [[-0.8463716831780459]], [[-0.850436948653864]], [[-0.8488220570043553]], [[-0.8414971061320172]], [[-0.8284180819857495]], [[-0.807964855311958]], [[-0.7763804676098537]], [[-0.7308062694237145]], [[-0.6671027522589141]], [[-0.5881541248749942]], [[-0.4956496360117654]], [[-0.3712883394174779]], [[-0.2066755550549938]], [[0.00921676639997221]]], [[[-0.002616468238648685]], [[0.23206900252153614]], [[0.4603181882842975]], [[0.6930017691262662]], [[0.7206625884778394]], [[0.7224940606574921]], [[0.724042517217225]], [[0.7286224145878468]], [[0.7432243241439088]], [[0.7743263584953606]], [[0.8182150197859032]], [[0.8475932097294956]], [[0.8562812804243328]], [[0.8559088044398866]], [[0.848310137238659]], [[0.8244348255650564]], [[0.7944906077302177]], [[0.7580456618158811]], [[0.7161403014998445]], [[0.6698705512386851]], [[0.6190869076774835]], [[0.5643711588155162]], [[0.5061264981235706]], [[0.4444953082081353]], [[0.3801568940966412]], [[0.3132402718889729]], [[0.24422198204879905]], [[0.17351535606415375]], [[0.10133400461399346]], [[0.028256928642579743]], [[-0.045505643957431036]], [[-0.11953465454539544]], [[-0.19335604620539582]], [[-0.2667402329440988]], [[-0.33878318694595244]], [[-0.40911395952502716]], [[-0.4770562377919175]], [[-0.5418208264847281]], [[-0.6031957488410511]], [[-0.6600595411911092]], [[-0.7121652967033243]], [[-0.7589060752760906]], [[-0.7991450354022657]], [[-0.8333728338966895]], [[-0.859728529763199]], [[-0.878025762689064]], [[-0.8871600938577962]], [[-0.8887790153727972]], [[-0.8802828416325041]], [[-0.8668810724656328]], [[-0.8475396219516327]], [[-0.8435937876761197]], [[-0.8394828177921558]], [[-0.8352478011813351]], [[-0.8309298267252514]], [[-0.8265699833054988]], [[-0.822209359803671]], [[-0.8178890451013624]], [[-0.8136501280801666]], [[-0.8094784245519336]], [[-0.8054468041158873]], [[-0.8014801358779907]], [[-0.7986029911398755]], [[-0.7967160777012372]], [[-0.7973423384760688]], [[-0.7995858282152296]], [[-0.8057288987300519]], [[-0.8150402254566712]], [[-0.8284112530084973]], [[-0.8440615358256713]], [[-0.8615396926976412]], [[-0.8799559859252027]], [[-0.8980322647376757]], [[-0.91523621784193]], [[-0.9304950930790624]], [[-0.942413431203417]], [[-0.9512192040947905]], [[-0.9546454762324963]], [[-0.9527137252079912]], [[-0.9439387871877649]], [[-0.9284922926971095]], [[-0.9033935665176519]], [[-0.8700883610098411]], [[-0.8270090759729221]], [[-0.7758867897845587]], [[-0.7175690934518452]], [[-0.6523266842540123]], [[-0.5818748509734252]], [[-0.5064633903523231]], [[-0.4271505141574296]], [[-0.34499131063436694]], [[-0.2604518711222642]], [[-0.17488019238721864]], [[-0.08877572034977002]], [[-0.0030015220230726553]], [[0.08223883159210894]], [[0.16683214255734632]], [[0.25060668002555214]], [[0.3334594031529094]], [[0.4152833722544482]], [[0.49588434320030544]], [[0.5752071692546012]], [[0.6530583031678809]], [[0.7293241502406013]], [[0.8039201516564705]], [[0.8766298098879021]], [[0.947406478561816]], [[1.0162017990866998]], [[1.0821456415163473]], [[1.1449753361239645]], [[1.202455686496474]], [[1.254038085494264]], [[1.2977251991665586]], [[1.3332960105496208]], [[1.3585201510298999]], [[1.3726745888430492]], [[1.373869131445424]], [[1.365449536694834]], [[1.3499321528039856]], [[1.3308166793862883]], [[1.3113071429679923]], [[1.2940051518286881]], [[1.2810358200291048]], [[1.2747652274934762]], [[1.2753026195804178]], [[1.2812449121542835]], [[1.2909198454213517]], [[1.30255188375978]], [[1.3143512156984505]], [[1.3245481416714615]], [[1.331312267673752]], [[1.3332609626927117]], [[1.3309014885585173]], [[1.3244222189934274]], [[1.3147468755697793]], [[1.3027261076559569]], [[1.2886831474767493]], [[1.2733141100874439]], [[1.2575555916074548]], [[1.241726601610428]], [[1.2266684706057875]], [[1.21233017250945]], [[1.1987376570206512]], [[1.186065701896023]], [[1.1739501213850068]], [[1.1624510144609033]], [[1.1516818517781682]], [[1.1415289574255643]], [[1.131950201208858]], [[1.1229677217737193]], [[1.08593241400807]], [[1.058813919916643]], [[1.0381408865601018]], [[1.0199312884340919]], [[1.0021015494457755]], [[0.9800529933895374]], [[0.9519077003539834]], [[0.9140858918343574]], [[0.8688909985119098]], [[0.8157606398983058]], [[0.7563152277320806]], [[0.6913649547611471]], [[0.6212933911819628]], [[0.5475751859186863]], [[0.4705466871407976]], [[0.3912617908945412]], [[0.31064498280595226]], [[0.22920733957964814]], [[0.14824213451476245]], [[0.06818697762083922]], [[-0.010000414060626444]], [[-0.0860542379191686]], [[-0.1598307396733716]], [[-0.2309646749331465]], [[-0.29937484355237]], [[-0.36481519552244795]], [[-0.4269771798942595]], [[-0.48586307625290426]], [[-0.540986283772392]], [[-0.5923380694523884]], [[-0.639671275942614]], [[-0.682580587851279]], [[-0.7212707371392048]], [[-0.7550909114880705]], [[-0.7839377276984641]], [[-0.8082575653067923]], [[-0.8229749922343437]], [[-0.8309961991552474]], [[-0.8276490324286447]], [[-0.812153328474872]], [[-0.7790834510508912]], [[-0.7376085279356305]], [[-0.6942866171984232]], [[-0.6929948686289784]], [[-0.7052200413905353]], [[-0.7174452141520924]], [[-0.6966272978689372]], [[-0.4607460995828775]], [[-0.2330895014007418]], [[-0.0026164682386487174]]], [[[0.018044297553556108]], [[0.14940292936070623]], [[0.26676311810881936]], [[0.37184574202104037]], [[0.459327832609112]], [[0.5380583121024374]], [[0.6067099548761082]], [[0.6630759619069262]], [[0.7078512545269574]], [[0.7415826452276482]], [[0.7656879225541662]], [[0.7809072057292176]], [[0.7849042154407859]], [[0.7820136790001008]], [[0.7733331913378843]], [[0.754141826738946]], [[0.7288220468444292]], [[0.6970632530777141]], [[0.6588148047077906]], [[0.6154521326010057]], [[0.566732094013432]], [[0.5134825553972703]], [[0.4562102021298326]], [[0.39511120641012765]], [[0.33106447342347467]], [[0.2642449508526661]], [[0.19527277769327706]], [[0.12468428338095572]], [[0.05276690599345895]], [[-0.019733548302731222]], [[-0.09253337626831099]], [[-0.16507537710710085]], [[-0.23679362593452047]], [[-0.3074160993521714]], [[-0.3761831401057264]], [[-0.4428166608744562]], [[-0.5067844584573098]], [[-0.5674418173978354]], [[-0.6246619230483285]], [[-0.6775064776028537]], [[-0.7258186764907292]], [[-0.7691114664534304]], [[-0.8064504835211237]], [[-0.8382989516438504]], [[-0.8630739106199713]], [[-0.8807531966420868]], [[-0.8907376221990388]], [[-0.8928570539234237]], [[-0.8860643624134216]], [[-0.8722595451946025]], [[-0.8468339948534888]], [[-0.840887678623592]], [[-0.8342711249442187]], [[-0.8270697405818078]], [[-0.8193689323027982]], [[-0.811254106873629]], [[-0.8028106710607393]], [[-0.7941240316305678]], [[-0.7852795953495537]], [[-0.7759325241196888]], [[-0.7657463275718548]], [[-0.7552394438916182]], [[-0.7442860904730118]], [[-0.732871091011862]], [[-0.7209965852994233]], [[-0.7086690832898925]], [[-0.6958805534191188]], [[-0.6827703398978145]], [[-0.6693826674418567]], [[-0.655865294345908]], [[-0.6423042088145846]], [[-0.6287792964016465]], [[-0.6154382022137287]], [[-0.6023341369623725]], [[-0.5896011422462287]], [[-0.5773472445419224]], [[-0.5656446487095023]], [[-0.5545814189202929]], [[-0.544304876292798]], [[-0.5349500473437488]], [[-0.5264724063477177]], [[-0.5189156752400378]], [[-0.5115061410052029]], [[-0.5039187729385417]], [[-0.49540202085874857]], [[-0.4854515729251999]], [[-0.47344884352340466]], [[-0.4588431723141543]], [[-0.4410468983562104]], [[-0.4193904220291376]], [[-0.39350678462435895]], [[-0.3624918912100299]], [[-0.32610715179005945]], [[-0.28357600470042815]], [[-0.23417393194235994]], [[-0.17790893307585603]], [[-0.11410373121193833]], [[-0.04430180276036432]], [[0.03116572155517389]], [[0.11151402019364313]], [[0.19556392121349686]], [[0.28299375013046174]], [[0.37260591794811077]], [[0.4637589517877755]], [[0.5558052372466824]], [[0.6475941527539673]], [[0.7386976877173175]], [[0.8280094715076933]], [[0.9150175575618789]], [[0.999336910944634]], [[1.0804222172467932]], [[1.158154002386628]], [[1.2319109123485366]], [[1.3018998307103988]], [[1.3671707207619306]], [[1.4276798936561483]], [[1.4828452381016506]], [[1.532080418305339]], [[1.5748107134493288]], [[1.6104184191799789]], [[1.6382642721582057]], [[1.6576593262751267]], [[1.668560626682865]], [[1.6713675752288517]], [[1.6689689757706465]], [[1.6609761289731089]], [[1.649404578269317]], [[1.6354173027523113]], [[1.6203394307362702]], [[1.6054923793991054]], [[1.5920483595632784]], [[1.5802864809739574]], [[1.57007933407109]], [[1.561421289135802]], [[1.5539913545454254]], [[1.5478721417445693]], [[1.5428924182757005]], [[1.5388872886448053]], [[1.5358520946201901]], [[1.5335646930318703]], [[1.5319838799345749]], [[1.5310217334041432]], [[1.5304632425865563]], [[1.530463811815848]], [[1.5308180284289807]], [[1.5313643646868758]], [[1.5320014973875913]], [[1.5329906515407428]], [[1.5342309311905247]], [[1.5354637098026827]], [[1.5401735956337035]], [[1.539835542103524]], [[1.5265280833035295]], [[1.5041039626805115]], [[1.46774989461565]], [[1.4197654497264338]], [[1.3595263122185595]], [[1.2855697852919836]], [[1.1996452453507955]], [[1.1019167180656488]], [[0.9962406649636701]], [[0.886022347987682]], [[0.7732746943174021]], [[0.6628802903211917]], [[0.556319453490864]], [[0.45716316234185894]], [[0.3642135709442855]], [[0.2770860039600689]], [[0.1941975069614218]], [[0.11473069390663591]], [[0.03743951062240684]], [[-0.03865124723487228]], [[-0.1140972612355698]], [[-0.18832794902708228]], [[-0.261010536014891]], [[-0.3315447855565196]], [[-0.3992650939437521]], [[-0.4639725572177981]], [[-0.5247288742103813]], [[-0.5813131536288851]], [[-0.6331773206764699]], [[-0.6794387849370547]], [[-0.7203340254201033]], [[-0.7544068136156351]], [[-0.7816971089344517]], [[-0.8024675161162952]], [[-0.8123002779886351]], [[-0.8159168508309186]], [[-0.8119305533472634]], [[-0.7964342024747622]], [[-0.7713665095596736]], [[-0.7360579510850251]], [[-0.6889909333230678]], [[-0.6296048443647976]], [[-0.557106534987666]], [[-0.47386067904320894]], [[-0.3815922724841882]], [[-0.2711221527499519]], [[-0.13912972807869703]], [[0.01804429755355611]]], [[[-0.0012980832577013347]], [[0.2292009629488962]], [[0.46455875051111]], [[0.716268381853667]], [[0.7343865752244809]], [[0.7049538117425548]], [[0.6755210482606289]], [[0.671874844651653]], [[0.7118206717912932]], [[0.7529485597627625]], [[0.7877773216487074]], [[0.804946230893374]], [[0.8089385361480931]], [[0.8023448568842237]], [[0.7890459031247791]], [[0.7657183040393372]], [[0.7377836940861604]], [[0.7047645561316509]], [[0.6667861899295056]], [[0.6245947200155327]], [[0.5780050697675925]], [[0.5274914386536655]], [[0.47335074608520666]], [[0.4156376691753185]], [[0.35490104656911975]], [[0.2911833611241573]], [[0.22484894255304483]], [[0.15619158287057033]], [[0.08533449345257137]], [[0.012792325755064407]], [[-0.061045293690459676]], [[-0.13538880942081147]], [[-0.20934698970063492]], [[-0.2824805732137822]], [[-0.3536273534612184]], [[-0.42233844840801643]], [[-0.4878023463182307]], [[-0.5489984801427885]], [[-0.6057613758286579]], [[-0.6565982452962243]], [[-0.701260233755285]], [[-0.7389547621249315]], [[-0.7683863448981071]], [[-0.7907574288449412]], [[-0.8064028070096749]], [[-0.8177427267136551]], [[-0.8256938486044151]], [[-0.8325858287457306]], [[-0.8390856995702491]], [[-0.8475788038261709]], [[-0.8589638024794374]], [[-0.8618048677741449]], [[-0.8649427986574385]], [[-0.868350745137283]], [[-0.8720018572216433]], [[-0.8758692849184841]], [[-0.8799261782357707]], [[-0.8841456871814676]], [[-0.8885009617635398]], [[-0.8932234754026177]], [[-0.8985095478221862]], [[-0.9040142029024567]], [[-0.9099345096363662]], [[-0.916406203320658]], [[-0.9241535434115233]], [[-0.9335826568446685]], [[-0.9454673200891647]], [[-0.9602424881442552]], [[-0.9786189908026629]], [[-1.0007042081482784]], [[-1.02451692378966]], [[-1.0483613843274824]], [[-1.0685010051602222]], [[-1.0826893955373307]], [[-1.0838412255637169]], [[-1.082920085697249]], [[-1.0628213266424618]], [[-1.0338106705270822]], [[-0.9955703132584024]], [[-0.9503000653788151]], [[-0.9005512816901116]], [[-0.8467158293833918]], [[-0.7897970976690408]], [[-0.7298153409295237]], [[-0.6671113656264843]], [[-0.6019822352642008]], [[-0.5345505880245267]], [[-0.4652539448549449]], [[-0.39420923567016036]], [[-0.3216807638627022]], [[-0.24795735367106847]], [[-0.17316139441533943]], [[-0.0976458163980292]], [[-0.021570932023350448]], [[0.05483916910998949]], [[0.13127599748168478]], [[0.20761493946949902]], [[0.28352015174166595]], [[0.35880633262699546]], [[0.43327916749898504]], [[0.5066024884015147]], [[0.5786674894475444]], [[0.6491393849285334]], [[0.7178113071540623]], [[0.7845327198500397]], [[0.8489140047234612]], [[0.9108862584851104]], [[0.9701070477222689]], [[1.0263314359482645]], [[1.0794971262870439]], [[1.1290897622207023]], [[1.175155362860969]], [[1.2172005279862064]], [[1.255816174860693]], [[1.2905611906484824]], [[1.3218636356009625]], [[1.349798480370815]], [[1.374506781666265]], [[1.3961305990136843]], [[1.414800097825901]], [[1.4306442432587214]], [[1.4437913069556252]], [[1.4543919691882305]], [[1.4625854069268043]], [[1.468500515771614]], [[1.4722603182423069]], [[1.4738546756247481]], [[1.4734038626065218]], [[1.470112139900382]], [[1.4639619840498446]], [[1.4546091317342857]], [[1.4417174447954193]], [[1.4249814626114456]], [[1.4042362155872725]], [[1.3802011093708269]], [[1.353257058113252]], [[1.3237822890331923]], [[1.2922080065674537]], [[1.2592528400711491]], [[1.2251340101666235]], [[1.1905120023093092]], [[1.1558089447278674]], [[1.1212799788901069]], [[1.0882785455561614]], [[1.0559185559451834]], [[1.0253221872471427]], [[0.9977828129557536]], [[0.9724194693930955]], [[0.9491434090957073]], [[0.9285049718966855]], [[0.8561284333799619]], [[0.8212568076313145]], [[0.8056291360658641]], [[0.7928895323124705]], [[0.7808848079601696]], [[0.7650390637211777]], [[0.7456937832988406]], [[0.7218311499055337]], [[0.6930480316216417]], [[0.6584610812542632]], [[0.6175064258502287]], [[0.5708770627198892]], [[0.518495719393311]], [[0.46164954500831784]], [[0.40037703618690584]], [[0.3354847948100945]], [[0.26758112120580313]], [[0.19697271207251588]], [[0.12457105350130862]], [[0.05067104425975604]], [[-0.024054725316187096]], [[-0.09896584832168753]], [[-0.173724305280718]], [[-0.2474695192061768]], [[-0.31986007076960676]], [[-0.3902686672405953]], [[-0.45798358978992404]], [[-0.5227763008072537]], [[-0.5836507632076099]], [[-0.6403551236234919]], [[-0.692301759381108]], [[-0.738544819769565]], [[-0.7793231651433781]], [[-0.813089114004263]], [[-0.8398531686680367]], [[-0.8601550788355445]], [[-0.8682028075841017]], [[-0.8700613439039103]], [[-0.8644001498841054]], [[-0.8443113226432083]], [[-0.8142041835197227]], [[-0.7835084195342937]], [[-0.7582625355563639]], [[-0.7358297514604144]], [[-0.7180538029064889]], [[-0.6945539243950556]], [[-0.6474965775423123]], [[-0.5097050515665223]], [[-0.3051203769252373]], [[-0.0012980832577012616]]]] | 4D array with the lift coefficients of the airfoils. Dimension 0 is along the different airfoils defined in the yaml, dimension 1 is along the angles of attack, dimension 2 is along the Reynolds number, dimension 3 is along the number of tabs, which may describe multiple sets at the same station, for example in presence of a flap.
blade.interp_airfoils.cd | input |  | [[[[0.06162547426059073]], [[0.06296797797883891]], [[0.06920073530496863]], [[0.10217134189398058]], [[0.14436773261526759]], [[0.19916113989223314]], [[0.2613159042273307]], [[0.3249693802145587]], [[0.39401562162258014]], [[0.46416159470315793]], [[0.5351486407224958]], [[0.6061805126538875]], [[0.676562470269005]], [[0.7459237112253301]], [[0.8133302599499371]], [[0.8784285521720816]], [[0.9405318277556405]], [[0.9989244392895479]], [[1.0534728181523614]], [[1.1036870487468315]], [[1.149679982103966]], [[1.1913010999243736]], [[1.228220156950608]], [[1.260780828331162]], [[1.288288296902172]], [[1.3110192379399626]], [[1.3289930576565618]], [[1.3411305973405871]], [[1.3492052255262386]], [[1.3494226144757384]], [[1.3471516103075742]], [[1.338310712651388]], [[1.3238807582607919]], [[1.3038752677474148]], [[1.2794216371157345]], [[1.2498660023889852]], [[1.2158116332882771]], [[1.1774606977626247]], [[1.1347222059598447]], [[1.0882014690947377]], [[1.0377798353713914]], [[0.9838046057871134]], [[0.9265108853719466]], [[0.8659307526094487]], [[0.8024606800514815]], [[0.7362176599432407]], [[0.6674788785888516]], [[0.5974768059666742]], [[0.526777547771337]], [[0.4570586090701714]], [[0.3889926248891426]], [[0.3756716562058564]], [[0.3624538965235285]], [[0.34934519264831915]], [[0.33635139138638853]], [[0.32347833954389693]], [[0.3107318839270045]], [[0.29811787134187145]], [[0.2856421485946579]], [[0.2734043403371759]], [[0.26147470576409987]], [[0.2497148331704735]], [[0.23817487413336985]], [[0.22685657368838125]], [[0.21577434843464335]], [[0.20493921686687402]], [[0.1943553338962619]], [[0.1840818276208784]], [[0.17413153386004743]], [[0.16456595524049228]], [[0.15542077420422765]], [[0.14671543660700853]], [[0.13852743787669108]], [[0.13085733453698772]], [[0.12377022969838634]], [[0.117317607574238]], [[0.11150629514842382]], [[0.10636463448608106]], [[0.10197779600256834]], [[0.09838501231621694]], [[0.0956025683343815]], [[0.09354916704252768]], [[0.09199067839108818]], [[0.09067626355958172]], [[0.08933502269836993]], [[0.08771271019266315]], [[0.08554237688191808]], [[0.08257091343530584]], [[0.0785302965793859]], [[0.07306747975920203]], [[0.06620585770202356]], [[0.05777222551161496]], [[0.04910720454294258]], [[0.04079139702759626]], [[0.03365694596112839]], [[0.027741623940545457]], [[0.022885308754333377]], [[0.01906126379690795]], [[0.016118958250108492]], [[0.013913457470965201]], [[0.012443774095294876]], [[0.011481229177436842]], [[0.011061771174093743]], [[0.010930090914738285]], [[0.011093865401821676]], [[0.011359448119156493]], [[0.011719776087900712]], [[0.011961675038045764]], [[0.012218116287528598]], [[0.012556821522520736]], [[0.013257847786480047]], [[0.01466447814710148]], [[0.017032929527078012]], [[0.020503810673543777]], [[0.025559846162295063]], [[0.03231444630372062]], [[0.0409124654302864]], [[0.051389093733268366]], [[0.0637737311737497]], [[0.07808443335177134]], [[0.09434130721503471]], [[0.11256562506198056]], [[0.13273218388546476]], [[0.1546186897791256]], [[0.1779502838382692]], [[0.20245517346028657]], [[0.22786510326297255]], [[0.2539199551079846]], [[0.28034924478811474]], [[0.3068796582559082]], [[0.33327191567896575]], [[0.3594826041691513]], [[0.3855538864653276]], [[0.4115278610049022]], [[0.4374522672713143]], [[0.4633725610405744]], [[0.48933039504583203]], [[0.5153607451943794]], [[0.5415267567900305]], [[0.5678522995336853]], [[0.5943994961917812]], [[0.6211943692632529]], [[0.6482639799475812]], [[0.6756116625186395]], [[0.7031726391831338]], [[0.7308923622041218]], [[0.7587279539395325]], [[0.7867294775390098]], [[0.8148421038406662]], [[0.8429678857989144]], [[0.9820034794874484]], [[1.1173943075051989]], [[1.2470917701860833]], [[1.368058448936091]], [[1.4795347032857058]], [[1.5799798335512765]], [[1.6665768371878524]], [[1.7402345557044105]], [[1.79649243215625]], [[1.8357630631699153]], [[1.8566346249899217]], [[1.8607671534637866]], [[1.844346711505926]], [[1.8125354983935245]], [[1.756766805256532]], [[1.682954025879271]], [[1.5997344056868772]], [[1.5132185463464742]], [[1.4403067535719705]], [[1.3931188846134672]], [[1.3862640901799959]], [[1.3824643631319327]], [[1.3797825013923224]], [[1.3716121478932406]], [[1.354506133891423]], [[1.3319234751681994]], [[1.3036216873554227]], [[1.2694405722799318]], [[1.2304832262966465]], [[1.1864390186447098]], [[1.1379294954743198]], [[1.0853028395299462]], [[1.0286215190015136]], [[0.9685589134691722]], [[0.9051749936063894]], [[0.8389196060184211]], [[0.7703285841149609]], [[0.6996533712558838]], [[0.6276613541289572]], [[0.5546157606416738]], [[0.4809746484650379]], [[0.4074875184087239]], [[0.33434378664647546]], [[0.26805920827483054]], [[0.2041031839828012]], [[0.14802746565038263]], [[0.10496395151485671]], [[0.07156878026322783]], [[0.06373136782614273]], [[0.06162547426059073]]], [[[0.5000000000000001]], [[0.5000000000000001]], [[0.5000000000000001]], [[0.5]], [[0.5]], [[0.5000000000000001]], [[0.5000000000000001]], [[0.5000000000000001]], [[0.5000000000000001]], [[0.5000000000000001]], [[0.5000000000000001]], [[0.5000000000000001]], [[0.5000000000000001]], [[0.5000000000000001]], [[0.5000000000000001]], [[0.5000000000000001]], [[0.5000000000000001]], [[0.5000000000000001]], [[0.49999999999999994]], [[0.49999999999999994]], [[0.5]], [[0.5]], [[0.5]], [[0.49999999999999994]], [[0.49999999999999994]], [[0.5]], [[0.5000000000000001]], [[0.5000000000000001]], [[0.5]], [[0.5]], [[0.5000000000000001]], [[0.5000000000000002]], [[0.5000000000000002]], [[0.5000000000000001]], [[0.5000000000000001]], [[0.5000000000000001]], [[0.5000000000000001]], [[0.5000000000000001]], [[0.5000000000000001]], [[0.5000000000000001]], [[0.5000000000000001]], [[0.5000000000000001]], [[0.5000000000000001]], [[0.5000000000000001]], [[0.5000000000000001]], [[0.5]], [[0.5000000000000001]], [[0.5000000000000001]], [[0.5000000000000001]], [[0.5000000000000001]], [[0.5000000000000001]], [[0.5000000000000001]], [[0.5000000000000001]], [[0.5000000000000001]], [[0.5]], [[0.5]], [[0.5]], [[0.5]], [[0.5]], [[0.5]], [[0.5]], [[0.5]], [[0.5000000000000001]], [[0.5000000000000001]], [[0.5000000000000001]], [[0.5000000000000001]], [[0.5000000000000001]], [[0.5000000000000001]], [[0.5]], [[0.5]], [[0.5]], [[0.5]], [[0.5]], [[0.5]], [[0.5000000000000001]], [[0.5000000000000001]], [[0.5]], [[0.5]], [[0.5]], [[0.5]], [[0.5]], [[0.5000000000000001]], [[0.5000000000000001]], [[0.5]], [[0.5000000000000001]], [[0.5000000000000002]], [[0.5000000000000001]], [[0.5000000000000001]], [[0.5000000000000001]], [[0.5000000000000001]], [[0.5000000000000001]], [[0.5]], [[0.5000000000000001]], [[0.5000000000000001]], [[0.5000000000000001]], [[0.5000000000000001]], [[0.5000000000000001]], [[0.5000000000000001]], [[0.5000000000000001]], [[0.5000000000000001]], [[0.5000000000000001]], [[0.5000000000000001]], [[0.5000000000000001]], [[0.5000000000000001]], [[0.5000000000000001]], [[0.5000000000000001]], [[0.5000000000000001]], [[0.5000000000000001]], [[0.5000000000000001]], [[0.5000000000000001]], [[0.5000000000000001]], [[0.5000000000000001]], [[0.5000000000000001]], [[0.5000000000000001]], [[0.5000000000000001]], [[0.5000000000000002]], [[0.5]], [[0.5000000000000001]], [[0.5000000000000001]], [[0.5000000000000001]], [[0.5000000000000001]], [[0.5]], [[0.5]], [[0.5000000000000001]], [[0.5000000000000001]], [[0.5000000000000001]], [[0.5000000000000001]], [[0.5]], [[0.5000000000000001]], [[0.5]], [[0.5000000000000001]], [[0.5000000000000001]], [[0.5000000000000001]], [[0.5]], [[0.5]], [[0.5000000000000001]], [[0.5000000000000001]], [[0.5]], [[0.5]], [[0.5]], [[0.5]], [[0.5]], [[0.5000000000000001]], [[0.5000000000000001]], [[0.5000000000000001]], [[0.5000000000000001]], [[0.5000000000000001]], [[0.5000000000000001]], [[0.5000000000000001]], [[0.5000000000000001]], [[0.5000000000000001]], [[0.5000000000000001]], [[0.5000000000000001]], [[0.5000000000000001]], [[0.5]], [[0.5]], [[0.5]], [[0.5000000000000001]], [[0.5000000000000001]], [[0.5000000000000001]], [[0.5000000000000002]], [[0.5000000000000002]], [[0.5000000000000001]], [[0.5000000000000001]], [[0.5000000000000001]], [[0.5000000000000001]], [[0.5000000000000001]], [[0.5000000000000001]], [[0.5000000000000001]], [[0.5]], [[0.5]], [[0.5]], [[0.5]], [[0.5]], [[0.5]], [[0.49999999999999994]], [[0.49999999999999994]], [[0.49999999999999994]], [[0.5]], [[0.5]], [[0.5]], [[0.5]], [[0.5000000000000001]], [[0.5000000000000001]], [[0.5000000000000001]], [[0.5000000000000001]], [[0.5000000000000001]], [[0.5000000000000001]], [[0.5000000000000001]], [[0.5000000000000001]], [[0.5000000000000001]], [[0.5000000000000001]], [[0.5000000000000001]], [[0.5000000000000001]], [[0.5000000000000001]], [[0.5000000000000001]], [[0.5000000000000001]], [[0.5000000000000001]], [[0.5000000000000001]], [[0.5000000000000001]]], [[[0.02308492094443014]], [[0.032086520954452094]], [[0.05037982267181087]], [[0.08443153586492445]], [[0.1274122116595934]], [[0.18092383788049274]], [[0.2412358022050174]], [[0.3046912263143485]], [[0.37553257817886976]], [[0.4484956633591017]], [[0.5230309081956682]], [[0.5975055986387536]], [[0.6712901424732032]], [[0.7439586856978176]], [[0.8146613466174393]], [[0.8830694609718447]], [[0.948537715616582]], [[1.010397937727545]], [[1.0685139235439762]], [[1.122406927131489]], [[1.1721609712963215]], [[1.2176092229665436]], [[1.2584269234578822]], [[1.294899957939489]], [[1.3263695442545094]], [[1.3530723622669172]], [[1.3749374939779317]], [[1.3911866269713253]], [[1.403152077500785]], [[1.4072267762646138]], [[1.4086794243950378]], [[1.4032237439686555]], [[1.3924364456345173]], [[1.3749386044885321]], [[1.3526322156191395]], [[1.3245849691159117]], [[1.2916131995781985]], [[1.253936169598917]], [[1.2114625207449412]], [[1.1649268222293299]], [[1.1141973330428045]], [[1.059702294540421]], [[1.0017278113537322]], [[0.9403335916999719]], [[0.8760289859057198]], [[0.8088639012909451]], [[0.739110321542582]], [[0.6672995624733133]], [[0.5936384191579316]], [[0.5202986692378802]], [[0.4482573057027471]], [[0.4341800484247276]], [[0.420202820978267]], [[0.4063374011814084]], [[0.39259556685219427]], [[0.3789890958086674]], [[0.36552976586887076]], [[0.35222935485084694]], [[0.3390996405726386]], [[0.3262561718762394]], [[0.3137784205703369]], [[0.3015101505227714]], [[0.28951280129678175]], [[0.27778873218137046]], [[0.2663606741992021]], [[0.255237123712147]], [[0.2444262597644654]], [[0.2339559639862967]], [[0.22381876003458168]], [[0.21403117653875087]], [[0.20447051943645106]], [[0.1950617416270463]], [[0.18561154058395232]], [[0.17605259206492893]], [[0.16621080277441788]], [[0.15596781104556234]], [[0.14518901693244773]], [[0.1338997682356868]], [[0.12225871694003211]], [[0.11063927066652338]], [[0.09947280171057794]], [[0.08891509963707576]], [[0.07994888723049592]], [[0.07150557847170264]], [[0.06143720491294779]], [[0.048316897233169655]], [[0.030484729617207627]], [[0.021029139058295423]], [[0.015917645008721646]], [[0.01373125521183282]], [[0.012242992246776965]], [[0.01106963650681019]], [[0.01015711465783964]], [[0.009458074924798091]], [[0.008931720611047248]], [[0.008586138543964882]], [[0.008364922062609546]], [[0.008313494342799394]], [[0.008301503373561742]], [[0.008408199464890671]], [[0.008567325912207812]], [[0.008776903599688923]], [[0.009001381704737634]], [[0.009225793794812847]], [[0.009435584891130177]], [[0.009589795782368443]], [[0.009702728752582714]], [[0.00977907599761941]], [[0.009867101884431077]], [[0.010016507483082837]], [[0.010263174268688911]], [[0.010669589511983355]], [[0.01127651841675432]], [[0.012116057575901954]], [[0.013373423686750218]], [[0.015353895911566287]], [[0.01840779959717143]], [[0.022887277720326078]], [[0.029148632509815146]], [[0.037534978464943226]], [[0.048387870500634166]], [[0.06204736444757632]], [[0.07865999336761255]], [[0.09762619724268821]], [[0.11815277528933966]], [[0.13945799652024224]], [[0.16076669204571353]], [[0.18132646344552153]], [[0.20034843363669405]], [[0.21713271472969245]], [[0.231996855627088]], [[0.24595609503791588]], [[0.26002601559620114]], [[0.27531664632301306]], [[0.29200326739207316]], [[0.30988912679293595]], [[0.328651683320085]], [[0.34798866606861084]], [[0.3674805964912859]], [[0.38706069046847175]], [[0.40665777994708496]], [[0.42628215664555674]], [[0.4459293474867355]], [[0.46558788472575235]], [[0.4852586208905108]], [[0.5049271111378852]], [[0.5245786219865183]], [[0.5442245201957029]], [[0.5638539798050259]], [[0.5834456820414533]], [[0.6797952055683814]], [[0.7743019578977194]], [[0.8664933397275966]], [[0.954971847172957]], [[1.0392750790168772]], [[1.1184952763398004]], [[1.1914460084664686]], [[1.2581061701995047]], [[1.316662546824552]], [[1.3669693362906266]], [[1.408502241020993]], [[1.4387539078347131]], [[1.4605183222482498]], [[1.46503781663669]], [[1.4661331169871241]], [[1.4576182922647358]], [[1.4436375899243634]], [[1.427358873603013]], [[1.412645488460162]], [[1.4007897064007269]], [[1.3946919489641414]], [[1.3888995942058053]], [[1.3820875020107655]], [[1.3697976329960628]], [[1.350252880877346]], [[1.3257658884524262]], [[1.2962077160299232]], [[1.2613473625638385]], [[1.2215690118543392]], [[1.1765813579063038]], [[1.126986276791735]], [[1.0732253683936697]], [[1.0154066133408657]], [[0.9542906597314205]], [[0.8899760568988211]], [[0.8229819163832265]], [[0.7538592714313873]], [[0.6828806617483839]], [[0.61082740658643]], [[0.5379791000190465]], [[0.46482967731169855]], [[0.39209730153281425]], [[0.31998117243104574]], [[0.2540748149540736]], [[0.19053295583335977]], [[0.1337377521792688]], [[0.08806919238153652]], [[0.05179241752670451]], [[0.032472604515130385]], [[0.02308492094443014]]], [[[0.018131403053539573]], [[0.024839050518760397]], [[0.04066577043123339]], [[0.07552517729752162]], [[0.11954879664761735]], [[0.17477996951468933]], [[0.23676451982494714]], [[0.3009168321414361]], [[0.37104300227081927]], [[0.44150565488277543]], [[0.5122931392195399]], [[0.5830444554921393]], [[0.6536116823724493]], [[0.7238914634733354]], [[0.7929557373153658]], [[0.8604010871191733]], [[0.9255019870042304]], [[0.9874038884241508]], [[1.0458727398500023]], [[1.0997793718047273]], [[1.1492338199232537]], [[1.194026389440358]], [[1.233936665136545]], [[1.2693289103346455]], [[1.2996142475740469]], [[1.3251103292164932]], [[1.3458085110558025]], [[1.3610313920432182]], [[1.3721372244998402]], [[1.3756882412716138]], [[1.376903802781469]], [[1.3717132408291532]], [[1.3615254046471248]], [[1.3452018984292273]], [[1.324148728373445]], [[1.2973936713912415]], [[1.2656575973605788]], [[1.2291408257252217]], [[1.1877046778529028]], [[1.1420559582483578]], [[1.0920143431147635]], [[1.0379522412122997]], [[0.9801926223235694]], [[0.9187853499426523]], [[0.8547467790857333]], [[0.7883582012165467]], [[0.7203968995205835]], [[0.6515783385003081]], [[0.5823027250416513]], [[0.5132776660028219]], [[0.443969971804437]], [[0.4297761144783814]], [[0.41554480291621165]], [[0.4012676780168206]], [[0.3869363806791004]], [[0.37254255180194373]], [[0.3580778322842431]], [[0.34353386302489086]], [[0.32890228492277973]], [[0.3141162630940959]], [[0.2991314530970754]], [[0.2840320576193813]], [[0.2687845655534953]], [[0.2533832718435734]], [[0.23781666902877172]], [[0.2220775434325951]], [[0.20615780230439731]], [[0.19004003787065893]], [[0.17373027413591113]], [[0.1572355767090207]], [[0.14080571418229232]], [[0.12460624138672222]], [[0.10906129078739651]], [[0.09430580787784766]], [[0.08070292734450227]], [[0.06858967416659702]], [[0.05808307104088824]], [[0.04922291770459472]], [[0.04194188968029668]], [[0.03597428126771214]], [[0.030967487164252263]], [[0.026797825249857767]], [[0.023195920191346718]], [[0.02007447234679635]], [[0.017378261144207412]], [[0.015095601503874088]], [[0.013168540348989769]], [[0.011596725531139468]], [[0.010314165976606407]], [[0.009287121674177968]], [[0.008470786745934177]], [[0.007816550214442013]], [[0.00728109245531156]], [[0.006822877977698641]], [[0.006404894322231979]], [[0.006034821963166246]], [[0.005709368817123515]], [[0.005442885969418003]], [[0.005245041940358229]], [[0.005101614292761501]], [[0.0050786177367499775]], [[0.00510014878952581]], [[0.005210677941226059]], [[0.005437747098201199]], [[0.005773983692004276]], [[0.006213457963336121]], [[0.0067819177339687]], [[0.0074690872820032065]], [[0.008312725442906265]], [[0.009359339388764388]], [[0.0106697067570557]], [[0.012320670948218872]], [[0.014386675980498396]], [[0.01687909226309213]], [[0.019941232440907605]], [[0.023591789352592946]], [[0.02790504056471937]], [[0.03294806325951423]], [[0.038788110911865216]], [[0.045489710877254466]], [[0.05311728653195913]], [[0.061735490542992474]], [[0.07141114631526907]], [[0.0820986657749856]], [[0.09351592763488899]], [[0.10534554875797442]], [[0.11727767479454516]], [[0.12913278571058956]], [[0.14108554469489887]], [[0.15339556893460582]], [[0.16628701695473264]], [[0.17979862587147818]], [[0.19388330828376488]], [[0.2085241083976403]], [[0.22361885966719483]], [[0.23916127556665212]], [[0.25510040392562416]], [[0.2713997377561375]], [[0.28799160411103897]], [[0.3048574709527854]], [[0.3219410613002134]], [[0.3392064667963104]], [[0.3566252670756121]], [[0.37414028581561254]], [[0.39174613455629254]], [[0.4093640666933012]], [[0.42691447556544215]], [[0.4444518312308718]], [[0.4619284842228619]], [[0.47924552723676506]], [[0.562554137878643]], [[0.6420571347670161]], [[0.718364915158614]], [[0.7919053708586888]], [[0.8629326096797632]], [[0.931987860895038]], [[0.9984152136637842]], [[1.062106228060969]], [[1.122110208181186]], [[1.1781951460277875]], [[1.2297784321948193]], [[1.2761201619410953]], [[1.3173905841570432]], [[1.3529740072774505]], [[1.3832723920450067]], [[1.4082958396603362]], [[1.4275080044725217]], [[1.4420926552930322]], [[1.4499966218466012]], [[1.453715455896014]], [[1.4510778058718212]], [[1.4449996043918656]], [[1.432086854002881]], [[1.414890036298525]], [[1.3922414422240361]], [[1.364759188254282]], [[1.3324794949032275]], [[1.2951016978179373]], [[1.2531956514756357]], [[1.206420429567057]], [[1.155020346361865]], [[1.0990948736734543]], [[1.038477650744873]], [[0.9736371195938702]], [[0.904822372347731]], [[0.8329996438944111]], [[0.7591513483585198]], [[0.683802086119663]], [[0.6082863713559491]], [[0.5330521748335265]], [[0.4590904621643909]], [[0.38652650227568963]], [[0.3153716041404965]], [[0.24879954890205797]], [[0.18347906793884897]], [[0.12479443330522738]], [[0.0777452777160933]], [[0.04012199744723111]], [[0.024439720656833953]], [[0.018131403053539573]]], [[[0.016774455834262427]], [[0.026839654107628143]], [[0.046204424693165436]], [[0.08086971120085673]], [[0.12441099273921623]], [[0.17827882632688677]], [[0.2388367771594735]], [[0.30254746937396493]], [[0.3735786644120182]], [[0.44676756552423413]], [[0.5215813806181616]], [[0.5964285983284542]], [[0.6706727682108446]], [[0.7438865417041464]], [[0.815210761928668]], [[0.8843107671174356]], [[0.9505334555939673]], [[1.013205281307807]], [[1.0721793743234518]], [[1.1269684462066152]], [[1.1776440297851076]], [[1.2240285072271555]], [[1.2657871931992764]], [[1.3031923235698224]], [[1.3355771434016308]], [[1.3631659606724051]], [[1.3858713155084346]], [[1.4029146878598118]], [[1.4155761744796778]], [[1.4204800946786436]], [[1.42237508322744]], [[1.417281226667955]], [[1.407007104259881]], [[1.389744401396634]], [[1.3676190183758496]], [[1.3396557567764842]], [[1.3067129466104652]], [[1.2690181650144399]], [[1.2264886194174063]], [[1.1798849980901605]], [[1.1290818972713152]], [[1.0745270748633573]], [[1.0165216152378416]], [[0.9551377579838212]], [[0.8909038206544002]], [[0.8238819733253259]], [[0.7543941092605924]], [[0.6828685745968401]], [[0.6094850344232461]], [[0.535583367070951]], [[0.4617286247449963]], [[0.44699983030283796]], [[0.43230149320148964]], [[0.4176421366872496]], [[0.40303028400641544]], [[0.3884744584052852]], [[0.3739831831301568]], [[0.3595649814273281]], [[0.345228376543097]], [[0.3310318400234824]], [[0.3170006791299569]], [[0.30306821802594414]], [[0.28916576112302894]], [[0.275261976221654]], [[0.2612560840004342]], [[0.24709524914154116]], [[0.23271146444025326]], [[0.21804103712022252]], [[0.20308257576393227]], [[0.18792483495471268]], [[0.1726422550258209]], [[0.15729953292246163]], [[0.14201290731136068]], [[0.1268256068154156]], [[0.11188668160617925]], [[0.09710832607731798]], [[0.08248678932583041]], [[0.06741518668277706]], [[0.05293795050333592]], [[0.04139323499588102]], [[0.034946637986306185]], [[0.032273762636458196]], [[0.030062338916306285]], [[0.027975709132811014]], [[0.025278087445548388]], [[0.02235231682783081]], [[0.019311849001460508]], [[0.01639327563456037]], [[0.013720231669898447]], [[0.011454453899257647]], [[0.009714968907947322]], [[0.008414208388043428]], [[0.00750443653169726]], [[0.006861059171122635]], [[0.006405255607510504]], [[0.006147716078475064]], [[0.006006196594055663]], [[0.006027617309487937]], [[0.006109344551722346]], [[0.006305792721127906]], [[0.0065602840069377]], [[0.00686556652849386]], [[0.007189317330215463]], [[0.007516002986766458]], [[0.007830218705337549]], [[0.008098966428113098]], [[0.0083147557084817]], [[0.00842240395036817]], [[0.008537598779507648]], [[0.008736490580937764]], [[0.009194497672756702]], [[0.010188170630769246]], [[0.01188127867977542]], [[0.014382261523525815]], [[0.018036704629151204]], [[0.022936729218034097]], [[0.029258363670547474]], [[0.03696351678833281]], [[0.04592241139237329]], [[0.05599333717101679]], [[0.06703763268314987]], [[0.07891849136397586]], [[0.09150603516999503]], [[0.10466232158747098]], [[0.1181827790591566]], [[0.13177803787138517]], [[0.14515284620820557]], [[0.15802602764718304]], [[0.17033620977880398]], [[0.18244303304242682]], [[0.19476524514681332]], [[0.2076566036711319]], [[0.22126237607963384]], [[0.2357510423983707]], [[0.2510642078034736]], [[0.2672273140382244]], [[0.2840622567717901]], [[0.3014312441307663]], [[0.31908330533176976]], [[0.33694127913324495]], [[0.3547862314460219]], [[0.3726223949672996]], [[0.39042501811918984]], [[0.40818416675278046]], [[0.4259163079197367]], [[0.44361082892492915]], [[0.46125428657017525]], [[0.47885377417185593]], [[0.49640492501616224]], [[0.5138964514279726]], [[0.5995695747520435]], [[0.6832959503833879]], [[0.7649074672753908]], [[0.8436224740918031]], [[0.9192286855308585]], [[0.9912621973203875]], [[1.0590792223014656]], [[1.1226320675991412]], [[1.1807688606326627]], [[1.2333144551061082]], [[1.2797001185265175]], [[1.3186605553096866]], [[1.3509196390792864]], [[1.3743420206296482]], [[1.3907952971489181]], [[1.4011110547596377]], [[1.405147558088399]], [[1.406232805072976]], [[1.4051985480442382]], [[1.4015305649323841]], [[1.3974133152858903]], [[1.3915791427856163]], [[1.3827108289931958]], [[1.3697777534447437]], [[1.351235367354727]], [[1.326066930060676]], [[1.2950366621615008]], [[1.2579755445456267]], [[1.2164597991233583]], [[1.170244473330438]], [[1.1199005138116631]], [[1.0656878937659144]], [[1.0076383924021137]], [[0.9462967710207697]], [[0.8817172792957342]], [[0.814262449529698]], [[0.7446085141943068]], [[0.673067423449282]], [[0.6005881005144406]], [[0.5275165644567039]], [[0.45448035632164113]], [[0.38227314797676615]], [[0.31113113432962874]], [[0.24636628378077213]], [[0.1841522827022918]], [[0.1285100017510995]], [[0.08352342792895816]], [[0.047686443832315926]], [[0.027449351825510133]], [[0.01677445583426243]]], [[[0.037735912391203906]], [[0.04508672354653929]], [[0.061589787365546655]], [[0.09501804639458958]], [[0.13748506441465366]], [[0.19086948783414803]], [[0.2512100575509591]], [[0.3145564814454104]], [[0.38519824246356116]], [[0.4576324070396615]], [[0.5312393293501028]], [[0.604245593894391]], [[0.6761310786625343]], [[0.7465167773885699]], [[0.8147024104143893]], [[0.880430828782791]], [[0.9431726119308478]], [[1.00235807454094]], [[1.0579016671267945]], [[1.1093180690870155]], [[1.1566776221698276]], [[1.199798172790401]], [[1.2383248720035476]], [[1.272553466132286]], [[1.3017769432120205]], [[1.32623003373337]], [[1.3458739944284275]], [[1.3597855099159464]], [[1.3696237540354566]], [[1.370439119928295]], [[1.3699678719083608]], [[1.3623607675001426]], [[1.3487728202475124]], [[1.329505698383122]], [[1.305697081575047]], [[1.2766236405358142]], [[1.2429377953538063]], [[1.2048459455824772]], [[1.1622550529097153]], [[1.1158027661841223]], [[1.0653653261335052]], [[1.0113096044998755]], [[0.9538825505617379]], [[0.8931216262406159]], [[0.829448392192381]], [[0.7629697858883991]], [[0.693978589620761]], [[0.623557393059364]], [[0.5522070331109916]], [[0.4814039936012458]], [[0.41173533742280066]], [[0.39799592052461513]], [[0.38433490185567276]], [[0.370757892018641]], [[0.3572705016161866]], [[0.34387834125097666]], [[0.3305870215256784]], [[0.31740215304295877]], [[0.30432934640548476]], [[0.29145013343204795]], [[0.27882164838367335]], [[0.26633233100026166]], [[0.2540232837597792]], [[0.24189679419291651]], [[0.22996595353495933]], [[0.21823683173083905]], [[0.2067149448383753]], [[0.1954186908297803]], [[0.1843506816914205]], [[0.17352955568537642]], [[0.16296474503173464]], [[0.15266235221621405]], [[0.1426440519171532]], [[0.13291051584889882]], [[0.12348052860875829]], [[0.11436714142135715]], [[0.10557971052963293]], [[0.09710938365349477]], [[0.08899749580308906]], [[0.08125255634112538]], [[0.0738659377146496]], [[0.06685706687335863]], [[0.060251716187876184]], [[0.05404426212821401]], [[0.04825015228976676]], [[0.04289340674931447]], [[0.03795714171269463]], [[0.033487062375027084]], [[0.029472891272303885]], [[0.025919381596011273]], [[0.022875552010384867]], [[0.020290336466531483]], [[0.018237895527460024]], [[0.01671919359204472]], [[0.015688858717377744]], [[0.015253603560889973]], [[0.015078938487321602]], [[0.014724897945774548]], [[0.014150248516433409]], [[0.013147469316074368]], [[0.012127918410087844]], [[0.011201083754966897]], [[0.010525714636202041]], [[0.010077436737014889]], [[0.009794329852012737]], [[0.009765845864656245]], [[0.009840912261653319]], [[0.010080880900249072]], [[0.010480577705821129]], [[0.010988765701359558]], [[0.011545400504487659]], [[0.01212994220852258]], [[0.012686555038962849]], [[0.013187221242346947]], [[0.013576668303979748]], [[0.013857920231509687]], [[0.014370249704897496]], [[0.0156964321787108]], [[0.01845239147665648]], [[0.023226504753696024]], [[0.030601798938667015]], [[0.0411609863379234]], [[0.05532996926188673]], [[0.07283870194474959]], [[0.09323756511618737]], [[0.11609222783890764]], [[0.14097609954595294]], [[0.16737437419161605]], [[0.19443964958325816]], [[0.22124551910011253]], [[0.24699783398618066]], [[0.27165864192687805]], [[0.29551711394693225]], [[0.31887577805533884]], [[0.34202660222520087]], [[0.36527333190337336]], [[0.3886091574829273]], [[0.41207146657596405]], [[0.4356182602279382]], [[0.4592396716945046]], [[0.482909997846514]], [[0.506613125007123]], [[0.5303362822906255]], [[0.5540579705092719]], [[0.5777850932576463]], [[0.6014957251214854]], [[0.6251664184455645]], [[0.6488140895773269]], [[0.6724234409187648]], [[0.6959634164634035]], [[0.8113623327775291]], [[0.9237257289600027]], [[1.0324105434339392]], [[1.1353405075487968]], [[1.2318633479218086]], [[1.3207188216851786]], [[1.3999383211334038]], [[1.4697870352205762]], [[1.5272360127272608]], [[1.5727932829961786]], [[1.606968629323977]], [[1.623808458304745]], [[1.6306089683890763]], [[1.6250145686794701]], [[1.60304797846683]], [[1.5679576377121174]], [[1.5243371182308398]], [[1.4764116580273037]], [[1.4341382304300174]], [[1.4061197373175007]], [[1.4026831110700113]], [[1.3994177850302667]], [[1.3942603735331467]], [[1.3834549261462465]], [[1.364356275640404]], [[1.3397395434737367]], [[1.3095716906259915]], [[1.273760989263376]], [[1.233391489583557]], [[1.1881900923782547]], [[1.1386908300264391]], [[1.0851793080931984]], [[1.0276811915587525]], [[0.9667684007093411]], [[0.9024819356693905]], [[0.8351983626315249]], [[0.7655418904172251]], [[0.6937967799622217]], [[0.6208484555579799]], [[0.5470085710807484]], [[0.4728377770084386]], [[0.3991257261800915]], [[0.3260950400141247]], [[0.2597456715921401]], [[0.1958593369474308]], [[0.13927635697390858]], [[0.09474667656150723]], [[0.05995047976497747]], [[0.04432275292601602]], [[0.037735912391203906]]], [[[0.01799702586935321]], [[0.02719080351167274]], [[0.04580377661345292]], [[0.08035682279318103]], [[0.12363111209621935]], [[0.1771397143037864]], [[0.23704375309746192]], [[0.29951998933448865]], [[0.36833644704426877]], [[0.43838600041161296]], [[0.5094186178647794]], [[0.5806148452625299]], [[0.6512926088701528]], [[0.7210800624033817]], [[0.7889618501107563]], [[0.8546098350154978]], [[0.9172998144084088]], [[0.9767191217452046]], [[1.0328340459076824]], [[1.0851657854579553]], [[1.1337131809743501]], [[1.1782324259466628]], [[1.2183068579981908]], [[1.254169124022018]], [[1.2850527406222845]], [[1.3111289032152034]], [[1.3322984502867161]], [[1.3475779559430878]], [[1.3585630516066574]], [[1.3602983274236828]], [[1.3605978656390612]], [[1.353950976556861]], [[1.3416194524768668]], [[1.3237564229398235]], [[1.301504220422807]], [[1.2741125522076573]], [[1.2421975338764975]], [[1.2059329350537487]], [[1.1651958352618654]], [[1.1205878172428598]], [[1.0719554579768504]], [[1.0196241764456133]], [[0.9638360097310406]], [[0.9046091276686951]], [[0.8425538443115655]], [[0.7777670792853001]], [[0.7106846976075316]], [[0.6416752569099377]], [[0.5709209615625105]], [[0.49894798785376726]], [[0.42593466629006393]], [[0.4111202738930524]], [[0.3962666651397454]], [[0.38138090896057614]], [[0.36647007428597783]], [[0.3515412300463835]], [[0.3366014451722263]], [[0.3216577885939393]], [[0.30671732924195555]], [[0.29177291455766247]], [[0.2768154289844779]], [[0.26186244766819267]], [[0.24691207744680038]], [[0.23196384197458061]], [[0.2170088812096405]], [[0.20204103423047182]], [[0.18705388202496465]], [[0.17203720002737527]], [[0.15698708299203304]], [[0.14189330205609482]], [[0.12674953151735405]], [[0.11154988429852442]], [[0.0962839240298354]], [[0.08094753212207392]], [[0.06542385504944928]], [[0.05010944341708549]], [[0.0350704423413494]], [[0.022632675026360457]], [[0.014480000081430446]], [[0.010473603402721049]], [[0.009368265110639287]], [[0.009762294984622763]], [[0.010644633504187803]], [[0.011596477761307088]], [[0.011370862702146215]], [[0.010834180712429387]], [[0.009733805211381157]], [[0.008950382723234441]], [[0.00842506463649037]], [[0.00815120574692995]], [[0.007993298574348382]], [[0.007897371803612881]], [[0.007734868592011331]], [[0.007476602339364554]], [[0.0070061664854308885]], [[0.006426355452338488]], [[0.005768658556668946]], [[0.005140893394622561]], [[0.004626051050776315]], [[0.004239597810249827]], [[0.0041866056437996485]], [[0.004303935465932876]], [[0.0046211998848805025]], [[0.005144437470145056]], [[0.005776005811945607]], [[0.006457013240359692]], [[0.007160940601768258]], [[0.007826629569999478]], [[0.008396049932544577]], [[0.008869261654680244]], [[0.009047066748052553]], [[0.009119726922389377]], [[0.009142340343687681]], [[0.00933986370804336]], [[0.01113810997253533]], [[0.015101695840401408]], [[0.02192715220479392]], [[0.03136421441539009]], [[0.04271254212065977]], [[0.05525584997614344]], [[0.06855302314388473]], [[0.08241205152546506]], [[0.0966596777412621]], [[0.11111531117165944]], [[0.12559619551181767]], [[0.139918897038972]], [[0.15393266388570664]], [[0.16761826357370568]], [[0.1809982051721452]], [[0.19409567317586932]], [[0.20693389689866434]], [[0.21953582391109078]], [[0.2319258152724767]], [[0.24411646174282037]], [[0.2561516195998421]], [[0.26803945629982306]], [[0.2798065113438651]], [[0.29147109090879597]], [[0.3030662618311441]], [[0.3146045831735406]], [[0.3261165162868672]], [[0.3376231657897159]], [[0.34913739006422684]], [[0.36072204457748164]], [[0.37234495250828903]], [[0.384045477714107]], [[0.3958723195971461]], [[0.4078229324898913]], [[0.41988430597378695]], [[0.43205201048271297]], [[0.493827681966947]], [[0.5576222143367818]], [[0.6228585490389984]], [[0.6887346142961741]], [[0.7549208810890833]], [[0.8207748380715546]], [[0.8856813639935024]], [[0.94934862482264]], [[1.0109268148656465]], [[1.0701564758888966]], [[1.1264430260666587]], [[1.1794948587685787]], [[1.2293121362995525]], [[1.2754341793202448]], [[1.3178828484648246]], [[1.3565657053718128]], [[1.3906904840367755]], [[1.420638636050457]], [[1.443216199562711]], [[1.4560896854765633]], [[1.4563164419364032]], [[1.4549934265702313]], [[1.4406276284880484]], [[1. | 4D array with the drag coefficients of the airfoils. Dimension 0 is along the different airfoils defined in the yaml, dimension 1 is along the angles of attack, dimension 2 is along the Reynolds number, dimension 3 is along the number of tabs, which may describe multiple sets at the same station, for example in presence of a flap.
blade.interp_airfoils.cm | input |  | [[[[0.00037085425900144003]], [[0.05789068666447339]], [[0.10944205268392417]], [[0.15569918449408784]], [[0.19507878147596056]], [[0.2307373568338717]], [[0.2627043328445252]], [[0.29061030484228934]], [[0.3141404144065819]], [[0.3343575112310095]], [[0.351744183046338]], [[0.36656801137987616]], [[0.37898353201069507]], [[0.389368709427592]], [[0.3977114677049898]], [[0.4043744133861834]], [[0.4095105700795795]], [[0.41322783743125346]], [[0.41591949868740685]], [[0.4171591249818208]], [[0.4176916122685259]], [[0.41703207792602837]], [[0.41565329042575444]], [[0.41318811191431487]], [[0.4100491940633608]], [[0.4061107928112066]], [[0.40152487016880545]], [[0.39634605350131735]], [[0.3905917239655103]], [[0.3843951165497207]], [[0.377760180861634]], [[0.3707744751207791]], [[0.3634330709373342]], [[0.35573196738468327]], [[0.34767610157823114]], [[0.33925317105720204]], [[0.3304631189756253]], [[0.3213049704964981]], [[0.3117676420569007]], [[0.3018573539585031]], [[0.29156295234660873]], [[0.28088389362943783]], [[0.26981898699074613]], [[0.25835793743376406]], [[0.24650594427456407]], [[0.23425266225637845]], [[0.22159721083590359]], [[0.20853822999130642]], [[0.1950660104895885]], [[0.18118499556132284]], [[0.16688543831303493]], [[0.16394488716472386]], [[0.1609836148942787]], [[0.15800343702214772]], [[0.15500616906877923]], [[0.15199362655462142]], [[0.14896762500012267]], [[0.14592997992573112]], [[0.14288250685189507]], [[0.13981382511037682]], [[0.136714470305278]], [[0.13360203239923635]], [[0.13047217185388857]], [[0.127324805142607]], [[0.12416842382008624]], [[0.12097302118631227]], [[0.11774062777182148]], [[0.11422990349654172]], [[0.1103313784653508]], [[0.10577536525600711]], [[0.10046177667955168]], [[0.09417602124881466]], [[0.08713898031032849]], [[0.07934134419998852]], [[0.0709927683052058]], [[0.0621373319826026]], [[0.052828153689765144]], [[0.04319119584578551]], [[0.033247843990796985]], [[0.023109179059931782]], [[0.012758578714072153]], [[0.0021858611977625185]], [[-0.00945760085804781]], [[-0.022188624385069206]], [[-0.036815899947827045]], [[-0.049268640595802556]], [[-0.058890245651517875]], [[-0.05898523077715619]], [[-0.056745304137224055]], [[-0.05213815744307647]], [[-0.05085541904427936]], [[-0.052676662506736686]], [[-0.05361806542016163]], [[-0.054416731683135024]], [[-0.056031135582720513]], [[-0.05578354387509189]], [[-0.051914539833571714]], [[-0.048397199252834824]], [[-0.046770522527351574]], [[-0.05342936342274991]], [[-0.062010780004164975]], [[-0.07110245544478265]], [[-0.07793366418455097]], [[-0.0832277258318718]], [[-0.08724222048350204]], [[-0.09015152842157369]], [[-0.09230739135094211]], [[-0.09391950541638967]], [[-0.09513384112014016]], [[-0.09608408210350367]], [[-0.0966081774336829]], [[-0.09686804889072587]], [[-0.09669193846847345]], [[-0.09624834211334175]], [[-0.09533927471299905]], [[-0.09405979728306883]], [[-0.09250727924923291]], [[-0.09086665421765414]], [[-0.08932536053128223]], [[-0.0880729950111528]], [[-0.08729544192260039]], [[-0.0872177004241385]], [[-0.08795853430696951]], [[-0.08957326466803296]], [[-0.09205662590450103]], [[-0.09541662956226818]], [[-0.09966271522417183]], [[-0.10472829646191796]], [[-0.1102893519564242]], [[-0.1159655948884649]], [[-0.12142234225751206]], [[-0.12657532421543158]], [[-0.1314515892368022]], [[-0.13606206506327143]], [[-0.14046320772999416]], [[-0.1446574575130773]], [[-0.14867834728452903]], [[-0.15254695293373127]], [[-0.1562988532834723]], [[-0.1599504415103158]], [[-0.16353609795605636]], [[-0.16707712971975777]], [[-0.17059283754544327]], [[-0.17407961446890358]], [[-0.17754737330784284]], [[-0.18099375301011594]], [[-0.1844152196283123]], [[-0.18781277127707927]], [[-0.1911871519247212]], [[-0.19453808424783317]], [[-0.210785980105559]], [[-0.22646075099631718]], [[-0.24161098233743097]], [[-0.25620680408916585]], [[-0.27026822802703887]], [[-0.2838034945199159]], [[-0.29681741653332483]], [[-0.3093273709859146]], [[-0.32132995800567804]], [[-0.3328425182302101]], [[-0.3438700881456854]], [[-0.3544172333245589]], [[-0.3645019194012123]], [[-0.3741200035206051]], [[-0.3832893993105802]], [[-0.3920149906773047]], [[-0.4003009772496097]], [[-0.40816618140116595]], [[-0.41560538000811365]], [[-0.4226373157213831]], [[-0.4292726756734257]], [[-0.43549457922882145]], [[-0.4413227311132443]], [[-0.44660946100605026]], [[-0.4513146733471013]], [[-0.4553629623957365]], [[-0.45856134583674807]], [[-0.4610495507095331]], [[-0.4622482940515648]], [[-0.4627744297104864]], [[-0.4619434132861477]], [[-0.46015302368716005]], [[-0.4567613721850611]], [[-0.45216250280771847]], [[-0.44596925306865653]], [[-0.4382007385255059]], [[-0.4286444839974412]], [[-0.4169147640537381]], [[-0.40294062796985575]], [[-0.38631641663974964]], [[-0.36684526985376253]], [[-0.34435764086957305]], [[-0.318434602711072]], [[-0.2878041895243511]], [[-0.25285271790714037]], [[-0.21389528203634225]], [[-0.17081084375904043]], [[-0.12014086783452521]], [[-0.06334457401672926]], [[0.00037085425900143835]]], [[[0.0]], [[0.0]], [[0.0]], [[0.0]], [[0.0]], [[0.0]], [[0.0]], [[0.0]], [[0.0]], [[0.0]], [[0.0]], [[0.0]], [[0.0]], [[0.0]], [[0.0]], [[0.0]], [[0.0]], [[0.0]], [[0.0]], [[0.0]], [[0.0]], [[0.0]], [[0.0]], [[0.0]], [[0.0]], [[0.0]], [[0.0]], [[0.0]], [[0.0]], [[0.0]], [[0.0]], [[0.0]], [[0.0]], [[0.0]], [[0.0]], [[0.0]], [[0.0]], [[0.0]], [[0.0]], [[0.0]], [[0.0]], [[0.0]], [[0.0]], [[0.0]], [[0.0]], [[0.0]], [[0.0]], [[0.0]], [[0.0]], [[0.0]], [[0.0]], [[0.0]], [[0.0]], [[0.0]], [[0.0]], [[0.0]], [[0.0]], [[0.0]], [[0.0]], [[0.0]], [[0.0]], [[0.0]], [[0.0]], [[0.0]], [[0.0]], [[0.0]], [[0.0]], [[0.0]], [[0.0]], [[0.0]], [[0.0]], [[0.0]], [[0.0]], [[0.0]], [[0.0]], [[0.0]], [[0.0]], [[0.0]], [[0.0]], [[0.0]], [[0.0]], [[0.0]], [[0.0]], [[0.0]], [[0.0]], [[0.0]], [[0.0]], [[0.0]], [[0.0]], [[0.0]], [[0.0]], [[0.0]], [[0.0]], [[0.0]], [[0.0]], [[0.0]], [[0.0]], [[0.0]], [[0.0]], [[0.0]], [[0.0]], [[0.0]], [[0.0]], [[0.0]], [[0.0]], [[0.0]], [[0.0]], [[0.0]], [[0.0]], [[0.0]], [[0.0]], [[0.0]], [[0.0]], [[0.0]], [[0.0]], [[0.0]], [[0.0]], [[0.0]], [[0.0]], [[0.0]], [[0.0]], [[0.0]], [[0.0]], [[0.0]], [[0.0]], [[0.0]], [[0.0]], [[0.0]], [[0.0]], [[0.0]], [[0.0]], [[0.0]], [[0.0]], [[0.0]], [[0.0]], [[0.0]], [[0.0]], [[0.0]], [[0.0]], [[0.0]], [[0.0]], [[0.0]], [[0.0]], [[0.0]], [[0.0]], [[0.0]], [[0.0]], [[0.0]], [[0.0]], [[0.0]], [[0.0]], [[0.0]], [[0.0]], [[0.0]], [[0.0]], [[0.0]], [[0.0]], [[0.0]], [[0.0]], [[0.0]], [[0.0]], [[0.0]], [[0.0]], [[0.0]], [[0.0]], [[0.0]], [[0.0]], [[0.0]], [[0.0]], [[0.0]], [[0.0]], [[0.0]], [[0.0]], [[0.0]], [[0.0]], [[0.0]], [[0.0]], [[0.0]], [[0.0]], [[0.0]], [[0.0]], [[0.0]], [[0.0]], [[0.0]], [[0.0]], [[0.0]], [[0.0]], [[0.0]], [[0.0]], [[0.0]], [[0.0]], [[0.0]], [[0.0]], [[0.0]], [[0.0]], [[0.0]], [[0.0]], [[0.0]], [[0.0]], [[0.0]]], [[[-1.8604272519832774e-07]], [[0.08250255519163899]], [[0.17022861183786944]], [[0.2676921429463001]], [[0.2774040655410892]], [[0.27590890169673815]], [[0.27441373785238715]], [[0.2768782339083548]], [[0.3035376538696982]], [[0.32453682909800013]], [[0.3413486757426983]], [[0.3548273351352087]], [[0.3664140105827809]], [[0.376725667396589]], [[0.3845086572781973]], [[0.3903082863832627]], [[0.3943009287800022]], [[0.3969065000601869]], [[0.3986649951625838]], [[0.39882407001737286]], [[0.39881973787632286]], [[0.3976930377590618]], [[0.3956453564653734]], [[0.39277823092945063]], [[0.38926378566626907]], [[0.3850110891581233]], [[0.38013346913843454]], [[0.374675973143719]], [[0.3686443648811435]], [[0.36214540769998316]], [[0.35518021856640447]], [[0.34782034865804956]], [[0.34010971682265384]], [[0.33206854647423173]], [[0.3237162289471403]], [[0.3150457115156353]], [[0.3060621385780459]], [[0.2967698878561025]], [[0.28716433422329835]], [[0.2772565391904764]], [[0.26704177280546204]], [[0.25652505500315026]], [[0.2457104471741165]], [[0.23459449144244549]], [[0.22318673711561002]], [[0.21148365200016092]], [[0.19950271115639195]], [[0.1872007624845397]], [[0.17455892715049307]], [[0.16125847923535686]], [[0.1471473997229389]], [[0.14415798979361077]], [[0.14112239087052397]], [[0.13803996111094707]], [[0.1349100586721486]], [[0.13173204171139702]], [[0.128505268385961]], [[0.12522909685310896]], [[0.12190288527010944]], [[0.11850819984007771]], [[0.11490184081671916]], [[0.1109921222088401]], [[0.10664362874317157]], [[0.10178171682637718]], [[0.09653615041197959]], [[0.09096850024711445]], [[0.0851701651173172]], [[0.07927330711042724]], [[0.07332169519017186]], [[0.06743779191260066]], [[0.061582756382804645]], [[0.05574728561049069]], [[0.04987950749280933]], [[0.04393555601836595]], [[0.03783454016214891]], [[0.03119556335544791]], [[0.02363449754228895]], [[0.01501965099151642]], [[0.005495240048834543]], [[-0.004351843180740526]], [[-0.013845759275179172]], [[-0.022767513943594116]], [[-0.029873725072084745]], [[-0.03594586980762257]], [[-0.041933006131934514]], [[-0.04871306292818963]], [[-0.056831172650869004]], [[-0.0591392872954843]], [[-0.060568840058096346]], [[-0.0669434649300405]], [[-0.07343661096526888]], [[-0.07836131046765339]], [[-0.08241701435081586]], [[-0.08601391704663125]], [[-0.08954472315946242]], [[-0.09292449368040219]], [[-0.09616045729747112]], [[-0.0992558274473253]], [[-0.10221683172070113]], [[-0.10504891677286435]], [[-0.10775607754960727]], [[-0.110344924294947]], [[-0.11281942016594015]], [[-0.11518537989256404]], [[-0.11744850098448203]], [[-0.11961691717785786]], [[-0.12168182934615743]], [[-0.1236125184105281]], [[-0.1253294452916634]], [[-0.12684125054987874]], [[-0.12784232446523724]], [[-0.128399348609824]], [[-0.12771068953759876]], [[-0.1259463436053513]], [[-0.12232074515442509]], [[-0.11758362611197425]], [[-0.11212757405226333]], [[-0.10638604545930272]], [[-0.1007967146043902]], [[-0.09580666159531297]], [[-0.09186657891752613]], [[-0.08945681044031022]], [[-0.08883804190884649]], [[-0.08979200230187494]], [[-0.09222272044469292]], [[-0.09576693511806345]], [[-0.10018926609996552]], [[-0.10524864721062942]], [[-0.11068455688047954]], [[-0.1162504240145118]], [[-0.12182761066746967]], [[-0.12738837456406818]], [[-0.13291607573337133]], [[-0.13833735543618828]], [[-0.14349883480876532]], [[-0.1479149862831316]], [[-0.15182403498832123]], [[-0.15530408880487828]], [[-0.15868683212144172]], [[-0.16201661250221785]], [[-0.16534049076791882]], [[-0.16864663244508551]], [[-0.1719354650360508]], [[-0.17520190419430762]], [[-0.17845336714254606]], [[-0.18168832339891758]], [[-0.1849040086662691]], [[-0.18810116996476828]], [[-0.19128033814981796]], [[-0.19444124852384306]], [[-0.2098225003493435]], [[-0.22475175528519087]], [[-0.23926318889633566]], [[-0.2533278088922402]], [[-0.2669571517970723]], [[-0.28015298526987314]], [[-0.29291379171712867]], [[-0.3052497748972952]], [[-0.3171520048470734]], [[-0.3286305955110283]], [[-0.33968458161726783]], [[-0.35031183198174887]], [[-0.36052400828490105]], [[-0.3703103406841057]], [[-0.3796823600046429]], [[-0.38863873269781424]], [[-0.3971763976198838]], [[-0.4053091810559625]], [[-0.41302640997676904]], [[-0.42033322561684794]], [[-0.42723253133078554]], [[-0.43362974841246793]], [[-0.4395256764918041]], [[-0.4447738227436484]], [[-0.44935956225706797]], [[-0.45323069211488004]], [[-0.456210823586161]], [[-0.45847551049426966]], [[-0.4593950542609165]], [[-0.4597600981166992]], [[-0.45881999876714635]], [[-0.4568867705868882]], [[-0.4535167810015536]], [[-0.4490273274660211]], [[-0.44308915095763024]], [[-0.4357304276035835]], [[-0.42677773881671804]], [[-0.415913467557285]], [[-0.4028632297271768]], [[-0.3867213388584255]], [[-0.3647599049319651]], [[-0.34011332057873733]], [[-0.31409664493282696]], [[-0.30115146621493705]], [[-0.295006891787009]], [[-0.28766778505116636]], [[-0.26454528345124734]], [[-0.16953181938448328]], [[-0.0825480838884032]], [[-1.8604272519970356e-07]]], [[[2.6328884904914362e-05]], [[0.1381971249096504]], [[0.21824819695032566]], [[0.2637166839182505]], [[0.270415608198343]], [[0.2716058470114898]], [[0.2727415699437516]], [[0.27786531537930054]], [[0.30201137627713437]], [[0.32369452621112244]], [[0.3424922390436657]], [[0.3566529653355435]], [[0.368067242601738]], [[0.37746525140324066]], [[0.3849401317779571]], [[0.3908144525541236]], [[0.3952090472068166]], [[0.39817897912471434]], [[0.4001806462965743]], [[0.4007110834513769]], [[0.40087180257147104]], [[0.399959551999428]], [[0.3982285882769596]], [[0.3956198035732105]], [[0.39236561672749154]], [[0.3883596369105577]], [[0.38371516684224116]], [[0.37847148965880084]], [[0.37262809332554314]], [[0.36628944594207014]], [[0.3594499769534858]], [[0.35217517452326813]], [[0.3445131443689445]], [[0.33648295300925424]], [[0.3281542477609032]], [[0.3195205788791624]], [[0.3105917487750207]], [[0.30136509456395805]], [[0.2918337652508463]], [[0.28200259256816773]], [[0.2718646819633736]], [[0.261420295142471]], [[0.2506692753334402]], [[0.2396052830556648]], [[0.22823249019082892]], [[0.21654452428206855]], [[0.20454143312210354]], [[0.1922360649393193]], [[0.17963560287108607]], [[0.1665604192401164]], [[0.152471649676097]], [[0.14933433896076356]], [[0.14610778213809486]], [[0.14278535741182558]], [[0.13936044298569042]], [[0.13582641706342402]], [[0.13217665784876115]], [[0.12840454354543637]], [[0.1245034523571845]], [[0.12040070562569327]], [[0.1157619642023399]], [[0.11035198331133304]], [[0.10389124810200087]], [[0.09613123115512166]], [[0.08744476315982272]], [[0.07795230077695925]], [[0.06788977791842399]], [[0.05758208081694831]], [[0.04712899200120553]], [[0.03681840518051913]], [[0.026404641386980263]], [[0.015749042891016727]], [[0.004386081313664227]], [[-0.007667161401578232]], [[-0.020771518791845127]], [[-0.03144954896647892]], [[-0.03896273617703439]], [[-0.0408779495500504]], [[-0.03974276488729706]], [[-0.0366504817800821]], [[-0.03530189757797798]], [[-0.03545340485117555]], [[-0.03807599674067127]], [[-0.04644644745851975]], [[-0.05699531877482473]], [[-0.0690393552210253]], [[-0.08161869582586637]], [[-0.09304248645406041]], [[-0.102525369028302]], [[-0.10894829449867799]], [[-0.1134491141050414]], [[-0.11666779888036626]], [[-0.11934197304856427]], [[-0.12166213440336034]], [[-0.12381502446227553]], [[-0.1258368185321159]], [[-0.12775170617955284]], [[-0.12956826920593298]], [[-0.1312992805414803]], [[-0.1329561233857192]], [[-0.13456018259234398]], [[-0.13610290457796073]], [[-0.13753951656849664]], [[-0.1387430794638843]], [[-0.13973432800955563]], [[-0.14004056264753884]], [[-0.14012625177564006]], [[-0.1395574330838514]], [[-0.13829092192175127]], [[-0.13632529139306268]], [[-0.13386734055510524]], [[-0.13086218672011557]], [[-0.12744167558192615]], [[-0.12366832071086475]], [[-0.11956998928725886]], [[-0.11524511239227737]], [[-0.1107886715671765]], [[-0.10632209733482106]], [[-0.10196740940503819]], [[-0.0978495540135114]], [[-0.09409410727770015]], [[-0.09082812399388668]], [[-0.08816891493452622]], [[-0.08620114082897735]], [[-0.08494055062349258]], [[-0.08441293415495073]], [[-0.08459733805292986]], [[-0.08552536016021928]], [[-0.08718901674391442]], [[-0.08959197269474246]], [[-0.09271735253934167]], [[-0.09641793002991937]], [[-0.10048359503744708]], [[-0.10469871949099574]], [[-0.1089478825933295]], [[-0.1131971072483771]], [[-0.1174271651069164]], [[-0.12161971324544088]], [[-0.12574565397894386]], [[-0.1298020092362855]], [[-0.1337857591633483]], [[-0.13770041255193774]], [[-0.14155006074367224]], [[-0.14531844241621342]], [[-0.14903303345713712]], [[-0.15269063059359353]], [[-0.15628361508860772]], [[-0.15981452534344834]], [[-0.16328734102306863]], [[-0.1667042002125977]], [[-0.1828400235378734]], [[-0.1978217872066428]], [[-0.21188449300581927]], [[-0.2252390367149256]], [[-0.23801755360382246]], [[-0.25044679679001297]], [[-0.2625252303213085]], [[-0.2742798708033924]], [[-0.28569574286793126]], [[-0.29677845725655116]], [[-0.3075257877940818]], [[-0.3179346787228811]], [[-0.32801184156253776]], [[-0.3377481061167311]], [[-0.34715009440519073]], [[-0.35621530024493303]], [[-0.3649407804450507]], [[-0.37333543236199845]], [[-0.3813808488758216]], [[-0.389053164883091]], [[-0.3963026105411294]], [[-0.40304658333366894]], [[-0.40928371931396085]], [[-0.41489122506242726]], [[-0.41986176880410986]], [[-0.4241463651174929]], [[-0.4276082147542318]], [[-0.4303666550368482]], [[-0.43210942275956193]], [[-0.4330027767168922]], [[-0.43270081774467856]], [[-0.431872933764268]], [[-0.42950894951379404]], [[-0.4261682715324198]], [[-0.42141474582412075]], [[-0.415089867601574]], [[-0.40700567498650925]], [[-0.3967253979141012]], [[-0.3843067825046784]], [[-0.3691102303266816]], [[-0.3499319542290574]], [[-0.327280302432205]], [[-0.30088317923252905]], [[-0.2900114429438742]], [[-0.2854189891122763]], [[-0.280381464633628]], [[-0.26698195891054116]], [[-0.21914223683618556]], [[-0.13713110653060476]], [[2.632888490490884e-05]]], [[[-5.556297131044114e-07]], [[0.11057298082017548]], [[0.2274908204118889]], [[0.3567102161985245]], [[0.3594690163777208]], [[0.319028735091672]], [[0.27858845380562364]], [[0.2707065342417513]], [[0.29635782564652463]], [[0.31704549446456287]], [[0.3336358091573034]], [[0.34595167477218175]], [[0.35672711778391836]], [[0.3668282495293583]], [[0.37438395393667584]], [[0.3799252696846753]], [[0.38360616498495975]], [[0.3858579609015151]], [[0.38726168744386896]], [[0.38729587508238617]], [[0.38690227606925043]], [[0.3854824624075054]], [[0.3832094472002611]], [[0.38012042548089015]], [[0.37639502656354373]], [[0.3719567916952665]], [[0.36691393530370886]], [[0.3613138599914274]], [[0.35516544195745003]], [[0.3485733021393408]], [[0.3415421883269903]], [[0.3341436142204929]], [[0.32642193718964]], [[0.31839895824774345]], [[0.31008913652162745]], [[0.3014851108992356]], [[0.29258842977206406]], [[0.2834005324230888]], [[0.2739157133201641]], [[0.2641408492810213]], [[0.25406928048903554]], [[0.24370280540447475]], [[0.23303321572227423]], [[0.22205069253162052]], [[0.2107486593017974]], [[0.1991163636742011]], [[0.1871257178816131]], [[0.17483965403903873]], [[0.16226982321144306]], [[0.1501195457112718]], [[0.13800592126559721]], [[0.13549351438228704]], [[0.13302356194642964]], [[0.13055562977865534]], [[0.12804928369959426]], [[0.12546408952987667]], [[0.12275961309013277]], [[0.11989542020099275]], [[0.11683107668308687]], [[0.1133807066967645]], [[0.10942599204187578]], [[0.10513662856029513]], [[0.1004583977117157]], [[0.09535755458627647]], [[0.08983839424129282]], [[0.08387852512174668]], [[0.07745718406679789]], [[0.07058535943846994]], [[0.06324956983463553]], [[0.05552440765539992]], [[0.04744451921009444]], [[0.03904868868896783]], [[0.030410888814322738]], [[0.021552099080162746]], [[0.012534101081863787]], [[0.003423513961066673]], [[-0.005736596652242856]], [[-0.01475875434683446]], [[-0.023522939153895216]], [[-0.031333960794965525]], [[-0.035228149346871386]], [[-0.03623622362274906]], [[-0.0393192336773043]], [[-0.04520041432274912]], [[-0.050587582666446515]], [[-0.05777883033740838]], [[-0.06836045328790671]], [[-0.07675731396351623]], [[-0.08395162099673711]], [[-0.09059181190110335]], [[-0.09809447832578383]], [[-0.10687033008791907]], [[-0.11262811573522172]], [[-0.11672296976191013]], [[-0.11964002131734343]], [[-0.12226563976076203]], [[-0.12477100467490906]], [[-0.12714398337588034]], [[-0.12942170339420317]], [[-0.13163729590857112]], [[-0.13385278210472573]], [[-0.13606814060632835]], [[-0.13824850757843832]], [[-0.14026743520637916]], [[-0.14207439867822977]], [[-0.14347807160572112]], [[-0.14441278390142637]], [[-0.1444754914914647]], [[-0.14441940941052045]], [[-0.14320167045761015]], [[-0.14133167710408184]], [[-0.13852897241287823]], [[-0.13484093595280397]], [[-0.13039280892487684]], [[-0.12535151359136457]], [[-0.12020572068211051]], [[-0.1152898744138353]], [[-0.11076876763044248]], [[-0.10673044037078813]], [[-0.10326582556129367]], [[-0.10046572463111778]], [[-0.09840787926950101]], [[-0.09713735263152157]], [[-0.0967907634824816]], [[-0.09715914379527152]], [[-0.09836743234711633]], [[-0.10023114339081989]], [[-0.10267501839036189]], [[-0.10560015839652166]], [[-0.10890999049255608]], [[-0.11250935351256165]], [[-0.1163162309819257]], [[-0.12028929885996109]], [[-0.12440479503713436]], [[-0.1286221018859301]], [[-0.1329178082588883]], [[-0.13726300327489388]], [[-0.1416339631076425]], [[-0.1459877405991483]], [[-0.1503106039693882]], [[-0.15456494636247395]], [[-0.15875367593339285]], [[-0.16287632567052246]], [[-0.16691718320246277]], [[-0.1709040022996136]], [[-0.17483286475216137]], [[-0.17869538365287646]], [[-0.18249459245669183]], [[-0.18623395244688484]], [[-0.1899145889816434]], [[-0.20731252530866634]], [[-0.2234434777224668]], [[-0.23852512354619176]], [[-0.2526838603270497]], [[-0.26606320693021185]], [[-0.2788400072140643]], [[-0.2911727167808485]], [[-0.30314994922921257]], [[-0.3147784960427098]], [[-0.3260583976696464]], [[-0.33697847671049214]], [[-0.3475275096471934]], [[-0.35771015664728845]], [[-0.36750555837252524]], [[-0.37691813817981373]], [[-0.38593810260985584]], [[-0.3945524785783647]], [[-0.402769918573007]], [[-0.41056686724581914]], [[-0.41794456984976114]], [[-0.42489651267167683]], [[-0.4313321627085689]], [[-0.43725443571881994]], [[-0.4425219199557379]], [[-0.4471236648739901]], [[-0.4510101189239261]], [[-0.4540120789095939]], [[-0.4563004199052985]], [[-0.4572858490770028]], [[-0.4576911077082063]], [[-0.45681789892863095]], [[-0.4549999470387703]], [[-0.45176078097803624]], [[-0.4474382405490384]], [[-0.4416950108734169]], [[-0.43454355731517913]], [[-0.4256512043150258]], [[-0.4145109763526803]], [[-0.4008982833547224]], [[-0.3842722291818607]], [[-0.3640237471692663]], [[-0.339611456590784]], [[-0.3099081914690557]], [[-0.3133897204918505]], [[-0.3386578306701346]], [[-0.3639259408484189]], [[-0.35715251572936935]], [[-0.2276698727197008]], [[-0.11061036770396891]], [[-5.55629713106652e-07]]], [[[0.00040906107437695263]], [[0.058069816173762126]], [[0.10974488541029707]], [[0.1561114968777322]], [[0.19556896958866343]], [[0.2312937891597676]], [[0.26330530389071644]], [[0.29122291002967776]], [[0.3147393415073346]], [[0.3349069272237839]], [[0.3522136760496807]], [[0.36692274505239636]], [[0.379194880536038]], [[0.38941949207845844]], [[0.3975873342603854]], [[0.4040737280669798]], [[0.4090379540749483]], [[0.4125952828046121]], [[0.4151492917008358]], [[0.416229758165464]], [[0.41667155426318997]], [[0.41593033696172216]], [[0.41442634084618296]], [[0.4118748581708537]], [[0.4086472834475477]], [[0.4046235837815199]], [[0.3999501311262714]], [[0.39468047601157]], [[0.3888300175920895]], [[0.3825287709587171]], [[0.3757795624246074]], [[0.3686674337005617]], [[0.3611911376416861]], [[0.3533478806299063]], [[0.3451477098977642]], [[0.33658011002764965]], [[0.3276488385042223]], [[0.3183561595818624]], [[0.30869354137390215]], [[0.2986711882750558]], [[0.28828045477878567]], [[0.2775242994554303]], [[0.2664046548812471]], [[0.2549142373402885]], [[0.2430616323825608]], [[0.2308394769543901]], [[0.21825019229461434]], [[0.20529545146483336]], [[0.19196888399120218]], [[0.1782778954754791]], [[0.1642160568308371]], [[0.16132981308798805]], [[0.15842536396657222]], [[0.1555043226506305]], [[0.15256830232420365]], [[0.14961891617133258]], [[0.1466577773760581]], [[0.14368649912242104]], [[0.14070669459446222]], [[0.1377084763165975]], [[0.13468361145952448]], [[0.13164743658624584]], [[0.1285961980814457]], [[0.12552984233685674]], [[0.12245108341478293]], [[0.11935050355389129]], [[0.1162296569088021]], [[0.11301084455600571]], [[0.10966322999518978]], [[0.1061034226426045]], [[0.10228450929066248]], [[0.09814479603456149]], [[0.09362098015098788]], [[0.08865819911806917]], [[0.083195678816228]], [[0.07720125456074069]], [[0.07061409900091714]], [[0.06347067771481071]], [[0.055668894034384644]], [[0.047187473303917093]], [[0.03802578914560152]], [[0.02805799374801744]], [[0.016999432138984957]], [[0.004745814930318771]], [[-0.008951483207208571]], [[-0.023215466163952606]], [[-0.037647327813644604]], [[-0.05106098112337172]], [[-0.06280751252482525]], [[-0.0726077373404409]], [[-0.07775592897103129]], [[-0.08012452356569214]], [[-0.07998913011548706]], [[-0.07882800717488395]], [[-0.06853376005277628]], [[-0.06605314934203758]], [[-0.07146589437783589]], [[-0.07488742828682456]], [[-0.07805494413876873]], [[-0.08205434540789118]], [[-0.08565646965346849]], [[-0.08881865873961278]], [[-0.09200560931388732]], [[-0.09512609824371933]], [[-0.09815760095382417]], [[-0.10103259945254799]], [[-0.1037334162099301]], [[-0.10620751566001492]], [[-0.10838906973459407]], [[-0.1102813536774307]], [[-0.11174420924600414]], [[-0.1127561474325778]], [[-0.11313661182811498]], [[-0.11316470673571062]], [[-0.11241224393744635]], [[-0.1109746742340481]], [[-0.10888258156558714]], [[-0.10622756001882325]], [[-0.10310873913028738]], [[-0.09963066583495765]], [[-0.09589602456766501]], [[-0.09200783184462999]], [[-0.08816495298948906]], [[-0.08489605120149779]], [[-0.08279086008276819]], [[-0.08272082846135273]], [[-0.08488691404087768]], [[-0.08982731906377635]], [[-0.09651260101519037]], [[-0.10373916591004519]], [[-0.11046123765850156]], [[-0.11645269203940893]], [[-0.12184489724059233]], [[-0.12675285102910594]], [[-0.13134669937578983]], [[-0.1357309120721057]], [[-0.13994157979935215]], [[-0.1440134366268746]], [[-0.14797056274040318]], [[-0.15182662299081834]], [[-0.1556094852988063]], [[-0.1593368850035461]], [[-0.16302534842049954]], [[-0.16666727042201898]], [[-0.17027840690322535]], [[-0.17385588834221413]], [[-0.17739463949025194]], [[-0.18089612408149908]], [[-0.18436200081291212]], [[-0.18779257977303726]], [[-0.20427082628251667]], [[-0.21993757194159305]], [[-0.23489595852731765]], [[-0.24916550390925746]], [[-0.26280518699566785]], [[-0.2758743952231884]], [[-0.28843815345587276]], [[-0.30053950083939773]], [[-0.3122442447559567]], [[-0.32356116141721947]], [[-0.3344948340794137]], [[-0.345033192309697]], [[-0.3551832746509782]], [[-0.36492650366869267]], [[-0.374269695973297]], [[-0.38320532103948984]], [[-0.3917228791018342]], [[-0.3998331356143747]], [[-0.4075128200009033]], [[-0.414772312269757]], [[-0.4216081094004227]], [[-0.4279906739467117]], [[-0.43393737579493097]], [[-0.439306510029126]], [[-0.44406751492893154]], [[-0.44815286643363883]], [[-0.45138132743555864]], [[-0.45389446892881313]], [[-0.4551549958568016]], [[-0.4557214074694217]], [[-0.45496395358625896]], [[-0.45330699877446984]], [[-0.45008293926412807]], [[-0.44570432145375777]], [[-0.4397953185041964]], [[-0.43237933796229605]], [[-0.42322586967249126]], [[-0.4119355362464175]], [[-0.3984117959419042]], [[-0.38223293762895627]], [[-0.36317672373992116]], [[-0.3410663792286453]], [[-0.31545956110683904]], [[-0.28515032898297027]], [[-0.2505019935499308]], [[-0.21186456055708286]], [[-0.1691604143611503]], [[-0.11896233947304258]], [[-0.06270043053271526]], [[0.00040906107437694704]]], [[[-1.1693462894286646e-07]], [[0.11268070205225389]], [[0.23178417847499982]], [[0.36337527300616873]], [[0.3663603087040572]], [[0.3258507356343704]], [[0.2853411625646839]], [[0.2776113280562874]], [[0.3047178080242563]], [[0.3258609934600095]], [[0.34282438489817885]], [[0.35706196825978825]], [[0.36913598127421077]], [[0.3794974902050352]], [[0.3873354656345861]], [[0.3933563173779664]], [[0.39802267433130983]], [[0.40132809363065713]], [[0.40367353592851496]], [[0.4044564915470801]], [[0.40473326029823686]], [[0.4038306823997621]], [[0.40208957238398946]], [[0.3993889666888625]], [[0.3960340401610914]], [[0.39192791848214936]], [[0.38721631079875124]], [[0.38196132025573476]], [[0.3761884047058922]], [[0.370018734047005]], [[0.36343861755446577]], [[0.3564750122942935]], [[0.3491329532329666]], [[0.34140482091418156]], [[0.3333129564396034]], [[0.32484939407603547]], [[0.3160251174303001]], [[0.3068484174633637]], [[0.2973149089498805]], [[0.2874426774752337]], [[0.2772271365586418]], [[0.2666779758032403]], [[0.25580233031686983]], [[0.2445976711640422]], [[0.23307477700012386]], [[0.22122905911623642]], [[0.20906507398918114]], [[0.19662075688827807]], [[0.18392680077730275]], [[0.17044014090782192]], [[0.1549253921660906]], [[0.15110912495285675]], [[0.14700133596125228]], [[0.1426142939243852]], [[0.13796026757536337]], [[0.13305152564729467]], [[0.127900336873287]], [[0.12251896998644823]], [[0.11691969371988632]], [[0.11078639018702408]], [[0.1038748581509624]], [[0.09659302277777579]], [[0.08884174818110639]], [[0.08061525320355804]], [[0.07208036604734297]], [[0.0633274247729396]], [[0.05446638992851955]], [[0.04563878360598553]], [[0.03695600780423872]], [[0.02885352065376051]], [[0.02158677588703837]], [[0.01567753537586061]], [[0.007899461129103905]], [[-0.002386996866096861]], [[-0.01426681597426834]], [[-0.026741376685651845]], [[-0.038901212414818614]], [[-0.05001507152303662]], [[-0.0594766476187754]], [[-0.06678321191662677]], [[-0.07097414683333719]], [[-0.07295637788274872]], [[-0.07352378125572734]], [[-0.0738464384578254]], [[-0.07520054855903437]], [[-0.07712590074117615]], [[-0.0793597764457424]], [[-0.08109450370344097]], [[-0.08244476259947302]], [[-0.08342032066506773]], [[-0.08426468037084632]], [[-0.08504610291370517]], [[-0.08600348447591735]], [[-0.08719798810767806]], [[-0.08881902431609111]], [[-0.09076274772960242]], [[-0.09304404174177452]], [[-0.09554265231141501]], [[-0.09823104402169604]], [[-0.10105127628542157]], [[-0.10392623273866934]], [[-0.10682853172799553]], [[-0.10969389603080201]], [[-0.1124824987676838]], [[-0.11516368828119045]], [[-0.11768050063476447]], [[-0.11998288175106105]], [[-0.12215656266055638]], [[-0.12307677993296706]], [[-0.12314464602035673]], [[-0.1224133834645201]], [[-0.11991334347498317]], [[-0.11798980459432779]], [[-0.11642530772378472]], [[-0.11538590664437756]], [[-0.11477238311419129]], [[-0.11457391427339063]], [[-0.11473466300483998]], [[-0.11525952863262943]], [[-0.11608386647450171]], [[-0.11604605634224115]], [[-0.11420618967414947]], [[-0.11197475624085673]], [[-0.11113412036746524]], [[-0.11115720396472871]], [[-0.11126741301768613]], [[-0.11086123142017083]], [[-0.10997152842083999]], [[-0.10893907287970017]], [[-0.1080816993869581]], [[-0.10775472708272504]], [[-0.10821947414932379]], [[-0.10985145521144367]], [[-0.11241461782674914]], [[-0.11513951364594648]], [[-0.11704323806519397]], [[-0.11919681301635954]], [[-0.12287057989879545]], [[-0.1290720637713571]], [[-0.1374935107059502]], [[-0.14175005804177507]], [[-0.14482726460785614]], [[-0.14730521544795044]], [[-0.1499424285309044]], [[-0.15274844282937555]], [[-0.15561181061771592]], [[-0.15846433255492998]], [[-0.1613252699628873]], [[-0.16419553395943554]], [[-0.16705333559228203]], [[-0.18100720388570377]], [[-0.19469372058283782]], [[-0.20812476708214578]], [[-0.22126919069061327]], [[-0.23412610892042135]], [[-0.24668517599372866]], [[-0.2589331015374286]], [[-0.27086958560955776]], [[-0.28247339935606836]], [[-0.2937440699301045]], [[-0.30466936078770773]], [[-0.3152347279056135]], [[-0.32544276420937013]], [[-0.3352685965896385]], [[-0.34471453822644316]], [[-0.35376772736793904]], [[-0.3624115140829081]], [[-0.370653252471882]], [[-0.3784620790677436]], [[-0.3858448334145487]], [[-0.39278788207729165]], [[-0.39927136883653713]], [[-0.40531253116455873]], [[-0.41086154163967264]], [[-0.415893622609862]], [[-0.420351470908658]], [[-0.42409166462303455]], [[-0.42718536080227654]], [[-0.42944420449579707]], [[-0.4307004235475656]], [[-0.4306999281592769]], [[-0.4304948553602446]], [[-0.42824980789244754]], [[-0.4248641904498031]], [[-0.4197454559420601]], [[-0.4128877265555987]], [[-0.4042192722388355]], [[-0.39346842857563513]], [[-0.38153352060677026]], [[-0.3675456702404107]], [[-0.3487702148959045]], [[-0.32561071469254466]], [[-0.2973170795209489]], [[-0.3029141169139793]], [[-0.3356932133434087]], [[-0.3684723097728383]], [[-0.3634403860977337]], [[-0.23171650069208966]], [[-0.11259484944328856]], [[-1.169346289371737e-07]]]] | 4D array with the moment coefficients of the airfoils. Dimension 0 is along the different airfoils defined in the yaml, dimension 1 is along the angles of attack, dimension 2 is along the Reynolds number, dimension 3 is along the number of tabs, which may describe multiple sets at the same station, for example in presence of a flap.
blade.interp_airfoils.coord_xy | input |  | [[[1.0, -0.0034700000994449644], [0.9820597816541057, 0.00044799827076439204], [0.9638257951208583, 0.002562300543678886], [0.9454880951222242, 0.003023684045540901], [0.9271850122637587, 0.002168636322217311], [0.9089846695986212, 0.00031952153145206244], [0.8909249170874796, -0.0023575578765565918], [0.8730364126434582, -0.005782758531322301], [0.8553547802293828, -0.009933998078348693], [0.8378859154533621, -0.014686611772106374], [0.8206401456288113, -0.019975819425831147], [0.8036163371947943, -0.02571871157764933], [0.78681025004173, -0.03184321868133613], [0.7702163560267894, -0.03828811944164715], [0.7538190597361925, -0.044976930450943975], [0.73761420262575, -0.051870877686477565], [0.7215891534875234, -0.058915827794968643], [0.7057345077374256, -0.06607029980001787], [0.6900466692609899, -0.07330827415116534], [0.67451819399107, -0.08059756316261073], [0.6591405365578592, -0.08790550174115697], [0.6439098056135406, -0.0952107171046654], [0.628820957068219, -0.1024902963907604], [0.6138733069035895, -0.10973117297318775], [0.5990510604713636, -0.11688969151821908], [0.5843591915712586, -0.12396553117665489], [0.5697889681888981, -0.13093028026786172], [0.5553321033432861, -0.1377563512816679], [0.5409792108642142, -0.14441335729074328], [0.5267321811028085, -0.15089449732285926], [0.512578230880377, -0.15716011267324712], [0.49851583661088333, -0.16319438125826594], [0.4845358776950189, -0.16896159130128907], [0.4706512693805032, -0.17447824439225712], [0.4568485021705694, -0.17969409535278802], [0.44313453339137493, -0.184608012712113], [0.42951253389741584, -0.18920900924093634], [0.4159841594616013, -0.1934793616630954], [0.4025571397736688, -0.19741782523275933], [0.3892345072781299, -0.2010064948940336], [0.37601865150811425, -0.20421979906407695], [0.36291852855738266, -0.20705330868462912], [0.34994116741222453, -0.20949011485048916], [0.33709165696993026, -0.21149111546052143], [0.32438739026240176, -0.21308692547788424], [0.3118368341279804, -0.2142384712756459], [0.2994541439322799, -0.21492765013997475], [0.2872559981361116, -0.21515818137493262], [0.275258336680217, -0.21496390468601387], [0.263478182302473, -0.21430104180726714], [0.25193292971953, -0.21319623185360917], [0.2406354375301551, -0.21168923667132938], [0.22960073208764747, -0.2097834485095679], [0.21883508863122164, -0.2075260523314385], [0.20834846924648973, -0.2049366019791082], [0.19813704116382003, -0.20207471880743366], [0.18820603018883603, -0.19895528834909254], [0.17856117889443932, -0.1955901378645855], [0.16919025313904223, -0.19203735949849104], [0.16010178814211742, -0.18829064182926777], [0.15129702726830577, -0.18436393644805524], [0.14276987279935902, -0.18028582649957897], [0.13452590527783492, -0.17605683076842718], [0.12655899807796187, -0.17169893923908394], [0.1188678570150223, -0.16722472835365942], [0.11144865650366108, -0.1626480323599473], [0.10430186876993354, -0.15797576694993015], [0.09742079011497823, -0.15322540784662725], [0.09081746447018783, -0.14838571239262172], [0.08446770513536458, -0.14349548472464155], [0.07838087502763824, -0.13854713215419215], [0.07254939769214545, -0.13355442854191465], [0.06697966648274498, -0.12851512534180523], [0.06165351030811544, -0.12345321290581886], [0.056576222682194144, -0.11836652039106309], [0.051734714450611896, -0.11327112821016908], [0.04713374370581045, -0.10816557148935989], [0.04276105214900434, -0.1030639204221209], [0.038620664091772686, -0.09796515918046844], [0.03469447433072042, -0.09288637960681331], [0.030992736352350392, -0.08782134742329933], [0.027503919793689127, -0.08278145223373326], [0.02423516660647086, -0.07776358547213151], [0.02119876100967612, -0.07276356423632026], [0.01839049757289263, -0.06778770227921126], [0.01579903423697654, -0.0628462387388374], [0.013429938232602813, -0.05793958761031667], [0.011269317792045732, -0.05307840981549306], [0.009311216547577446, -0.048268302918832405], [0.007561260623105265, -0.04351075419598191], [0.006016935976864029, -0.038809921127301465], [0.004693590068593818, -0.03416654345223733], [0.003596358724099026, -0.029584367221903166], [0.0026914723910881825, -0.025076868511348778], [0.001939837271475653, -0.020655040604101952], [0.0012971651481071113, -0.016327054513121463], [0.0007567064813305822, -0.012093672066669], [0.00034218510169904594, -0.007951658580253932], [9.928722015265984e-05, -0.0039000239030913325], [0.0, 5.767064202841165e-05], [0.0001051333868807391, 0.004013680929798218], [0.0003604397199567735, 0.00805924493078073], [0.0008022857355826073, 0.01218924937978123], [0.0013635733176724691, 0.016407069082136485], [0.001997241998074524, 0.020719375171283753], [0.002699421576928823, 0.02512805434194912], [0.0035240677961761516, 0.02962497503923797], [0.0045503180739482705, 0.03419262998395726], [0.005822834821891975, 0.03881378536323017], [0.007353122012443275, 0.043476905266864214], [0.009118548724150348, 0.048180630725262755], [0.01109288037902849, 0.05292913521938228], [0.013281892139280731, 0.05771576207857617], [0.015679667723836048, 0.06253897899483875], [0.01830074363952093, 0.06738732202505406], [0.021152439860697373, 0.07225207062963526], [0.02424386858500084, 0.0771222337315085], [0.02757500128829615, 0.08199248461547758], [0.031152731236374256, 0.08685210340342171], [0.0349638730405048, 0.09170571122101198], [0.039022526971617344, 0.09653653657052759], [0.04332996649347916, 0.10133813378100674], [0.047886642819581014, 0.10610366939810073], [0.05270237101557608, 0.11081731399127391], [0.05777386566508683, 0.11547560937676743], [0.06310400970819134, 0.12006793670437658], [0.06869683057491315, 0.1245826030829052], [0.07454798706155599, 0.12901687338954673], [0.08065998389470762, 0.1333588355588184], [0.08702792138269919, 0.13760804076501973], [0.09366061860556138, 0.1417418760007264], [0.100546312895621, 0.1457702984173698], [0.10769828883088907, 0.14966056392752403], [0.11510242786505667, 0.1534282426273555], [0.12275890346926693, 0.15706218051094153], [0.1306670971948581, 0.16055390359779875], [0.13882217604986244, 0.16390324774474688], [0.1472340039726434, 0.16707193952368501], [0.15588968932245487, 0.17007970332074251], [0.16479184045154177, 0.17290458064683792], [0.17393278770554954, 0.17555319392248078], [0.1833160689533104, 0.1779948662026723], [0.19293362020689295, 0.18023963034188736], [0.20278724456223593, 0.18225325731074982], [0.21286755037072097, 0.18405199698035205], [0.22317342413585883, 0.18560924190913858], [0.23369684857375922, 0.18694001578536235], [0.2444369448247084, 0.18799906305831257], [0.2553840714492565, 0.18882240163226316], [0.2665344116304473, 0.18937510758533754], [0.27788032556588677, 0.18970155259716598], [0.2894175616960369, 0.18978980242514956], [0.3011413386307495, 0.18965718016394412], [0.3130469911039233, 0.18928847870279336], [0.32513132951955953, 0.18871079764155135], [0.33739038497563945, 0.18791785798119517], [0.349820773213966, 0.18691567844852808], [0.3624205692839328, 0.18572342442626602], [0.3751847674875939, 0.18432398814832646], [0.3881088378821135, 0.18271165928281238], [0.40118989167012653, 0.1808934674155396], [0.41442216748072797, 0.17885828296595488], [0.4278047318682553, 0.17662391691806587], [0.4413322218927239, 0.17418344093833527], [0.45500015690261325, 0.1715357041887142], [0.4688070703225492, 0.1686941559383987], [0.48274920803661, 0.16566060390192502], [0.4968199607660522, 0.16242478768196003], [0.5110174502267326, 0.15899866113705624], [0.525339261635727, 0.15539046184467922], [0.5397791385877074, 0.15159335608280491], [0.5543371308232065, 0.14762602612692757], [0.569014945318098, 0.1435109758932989], [0.583806022408511, 0.1392410299829466], [0.5987065423794287, 0.13481961198633186], [0.6137228650773167, 0.13028391764089403], [0.6288483826138904, 0.12562751786568527], [0.6440789604054087, 0.12085314600742575], [0.6594126995054979, 0.11597070975468562], [0.6748481977819976, 0.11099191151503517], [0.6903827914365568, 0.10592484871300867], [0.7060131609158609, 0.10077572488898387], [0.7217361647864452, 0.09555181112276577], [0.7375500269656704, 0.0902646553377828], [0.7534509309264878, 0.08492011054677727], [0.7694364860454673, 0.07952863579522418], [0.7855042923201937, 0.07410101221762626], [0.8016471355243202, 0.06863399830662117], [0.8178632004200173, 0.0631408714226251], [0.8341484662078468, 0.05762870155195726], [0.8505092815745027, 0.05213554537664145], [0.8669330374710127, 0.04664377188169685], [0.8834206183436443, 0.04117632361211025], [0.8999668909859898, 0.03573854231992895], [0.9165663333168026, 0.030334791994557787], [0.9332185433362381, 0.024985692977110723], [0.9498982187971298, 0.019634564508833892], [0.9665890308396359, 0.014252387898080962], [0.9832830802366876, 0.008836575269001097], [1.0, 0.0034700000994449644]], [[0.9999999999999998, 0.0], [0.999310113472703, -0.022458662776405094], [0.9977156747146716, -0.04481597788321213], [0.9955181329469308, -0.06708079917920928], [0.9919396862074491, -0.08919315157447236], [0.9874356440341693, -0.11110058375506153], [0.9819915326294707, -0.13275865457979566], [0.975626529462686, -0.15412712184956692], [0.9682675382227565, -0.17512661114177105], [0.9600606107281728, -0.19575847919035483], [0.950926566601507, -0.21593630789162574], [0.9409403354275221, -0.23563835393691956], [0.9301479657016355, -0.25483397354807125], [0.9185415472119017, -0.2734635504633433], [0.9061818532599231, -0.2915091340658063], [0.8930916444348402, -0.30892667274752666], [0.8793058160179222, -0.32568448178550324], [0.8649045992106825, -0.3417904599428264], [0.8498519199312867, -0.3571497281866142], [0.8342455035576795, -0.3717941767975284], [0.8181212017044299, -0.3856982435999456], [0.8014930485318992, -0.3988121693809405], [0.7844334870013709, -0.411156320613968], [0.7669737666731877, -0.4227039625993649], [0.7491624871044766, -0.43345406593867836], [0.7310219145418266, -0.44336317218729826], [0.7126368618751303, -0.45250639865253334], [0.694007845027337, -0.4607951640768016], [0.6751845969458387, -0.4682485934576786], [0.6562257930050002, -0.4749085858226996], [0.637177455561516, -0.4808088426081778], [0.6180385075504279, -0.48581809050568], [0.5988819912454484, -0.4900676300218615], [0.579739650495367, -0.49355633014005473], [0.5606406879428678, -0.49626787573508435], [0.5416244297290831, -0.49825209874064336], [0.5227143691038316, -0.49943314123860055], [0.5039513335119744, -0.4999223247247999], [0.48536209631600463, -0.4997380488138091], [0.4669730714335399, -0.49886883192034326], [0.448811124507421, -0.4973536591223899], [0.430904350275759, -0.49516304726634575], [0.41327136346913906, -0.49238318222563127], [0.3959385296838809, -0.488993189490426], [0.37891769256131813, -0.48506089960094984], [0.36223201735528465, -0.48058499829206475], [0.3458913117197512, -0.47561214337811186], [0.3299202954617155, -0.4701328184876935], [0.3143240807655798, -0.4641965662803957], [0.2991074237497537, -0.457844201721311], [0.2842972618229185, -0.4510612235414027], [0.26989932294588054, -0.44387977909455717], [0.2559150188710926, -0.43633693959717973], [0.24234860887904422, -0.4284599351869234], [0.22920570242422247, -0.4202706873200781], [0.21648870045744983, -0.4117940145070322], [0.20419913639880616, -0.4030536555085155], [0.19233737791757724, -0.39407285495969185], [0.18090314103472596, -0.3848737799912002], [0.1699007465446024, -0.37547173876446477], [0.15931967390528445, -0.3658960923181233], [0.1491558741675362, -0.35616753030955783], [0.1394043080417189, -0.3463063195144983], [0.1300595314981649, -0.3363315602706393], [0.12111737925678266, -0.32625984615756204], [0.11261094866931466, -0.3160760637949729], [0.1044972827853424, -0.30582911345429314], [0.09675955375727384, -0.2955419227554436], [0.08938455682996531, -0.28523245770912736], [0.08236650339543387, -0.2749118997200268], [0.07575692236959942, -0.2645541464243929], [0.06950117317228469, -0.2542047343037275], [0.06356955827980676, -0.24388750598756095], [0.05794658337208492, -0.23361518372392842], [0.05269144884714007, -0.22336119546093502], [0.047768514971428935, -0.21315258469469006], [0.043118574375617155, -0.20302140462239798], [0.03875535749200771, -0.1929635142905562], [0.03473293759139035, -0.18296247772519303], [0.030962341603364644, -0.17305818109840526], [0.027444217361930416, -0.16325127755489982], [0.02421743855009463, -0.15353217826076873], [0.021200382231983592, -0.14393132190862676], [0.018436446787367028, -0.13443452183279775], [0.01594409751520625, -0.1250417519552673], [0.013625364061802184, -0.11578036747099696], [0.011553843096176259, -0.10663358145699245], [0.009663029267988323, -0.0976194418392808], [0.007966188852572413, -0.0887328969179156], [0.0064915665100005095, -0.07997244435331433], [0.005152828965165052, -0.07135273906847964], [0.0040286644388448645, -0.06286333655364618], [0.002989965084555453, -0.054521156950105384], [0.002205487047828941, -0.04630604496940855], [0.0015054240704896638, -0.038237664176317465], [0.000968201091584951, -0.03030716171339099], [0.0005515446627134147, -0.022518749411906385], [0.0002653664021357644, -0.014871199858295195], [8.9039329764774e-05, -0.007365028943058315], [0.0, 0.0], [8.900962772126276e-05, 0.007363561990107388], [0.0002651844439675249, 0.014865268559062365], [0.0005509333091508455, 0.022505263896775644], [0.0009666759055770174, 0.030282947154827707], [0.0015026597623462431, 0.03819943815200925], [0.002199988057285168, 0.04625052666134543], [0.0029820538575014116, 0.054444832632551586], [0.004016144757350506, 0.06276279058584346], [0.005133824803336867, 0.07122454084110143], [0.006465770395324351, 0.07981283306518364], [0.00793097671090473, 0.08853840995198978], [0.00961937501988019, 0.09738574313235833], [0.01149080450620685, 0.10635882911176983], [0.013548881011865688, 0.11545915206081463], [0.015847899686502763, 0.12467111053728341], [0.01831818956961289, 0.13401076324985198], [0.02106150390453491, 0.14344916545926298], [0.02404162181606755, 0.15299206592539097], [0.027235227274345842, 0.16264734585653198], [0.03071710725971024, 0.17238665435784548], [0.034435598237709995, 0.18222433446561942], [0.0384117329063606, 0.1921518491435322], [0.04272767489707802, 0.20213100263008532], [0.04731114024209235, 0.21218675460779515], [0.05216685656067009, 0.22231551940478805], [0.05736038875178387, 0.23248086765582374], [0.0628996758986949, 0.2426703189634773], [0.06873478613884447, 0.2529069750979339], [0.07489693399410334, 0.2631689206833758], [0.08141550364173349, 0.27343114294371595], [0.08831854810544217, 0.28366562248371535], [0.09556164968618143, 0.2938957131800372], [0.10316190942808337, 0.3041027742324407], [0.11113752118302991, 0.31426464240993146], [0.11950388478206951, 0.3243585621136699], [0.12828723771405454, 0.33434944119891485], [0.13745549948940025, 0.3442540755823177], [0.14701725708344926, 0.3540531149237791], [0.15697988667619772, 0.3637265508690636], [0.16734946310365414, 0.3732538833746503], [0.17813290274297466, 0.3826118160770229], [0.18935085096380544, 0.3917583067071239], [0.2009847160309968, 0.4006952942623902], [0.21303476434878924, 0.40940187435619213], [0.2255008057831854, 0.4178559439044058], [0.23838152340985078, 0.4260350093722625], [0.25167457754377326, 0.43391596405283095], [0.2653756882936202, 0.44147676472934], [0.2794783875490727, 0.44869720184829354], [0.2939759116741604, 0.4555552446987326], [0.30887191191509034, 0.46200129022099895], [0.3241541239627464, 0.46801713600945316], [0.3398040988085606, 0.4735991335995823], [0.3558032526126016, 0.47874397515199507], [0.37216081479794966, 0.4833525597856641], [0.3888492369235169, 0.4874459287140901], [0.4058459563931706, 0.4910193773338437], [0.42314408870229003, 0.49399930186392854], [0.44071412377813984, 0.4964173198233501], [0.4585392037765558, 0.49822494396960454], [0.47659566887172405, 0.4994079326200873], [0.49486039777549234, 0.4999624214727385], [0.5133061702015476, 0.49979105337717994], [0.5319058735902095, 0.49894299457208474], [0.5506268737388516, 0.4973685699826268], [0.5694445969688419, 0.49510018556485663], [0.5883296725914272, 0.4921217446637733], [0.6072302047284699, 0.48832390166514955], [0.6261288693787724, 0.48378487619702326], [0.644980839595923, 0.4784592054973734], [0.6637614847140635, 0.47237826240463604], [0.6824233377242515, 0.4655004358187974], [0.7009169091050262, 0.45780408619291457], [0.7192197894143488, 0.4493257333550774], [0.73729483234536, 0.4400705492827109], [0.7550723529294948, 0.42998479446725035], [0.7725425490187584, 0.4191325157666161], [0.7896512521946386, 0.40749850593827613], [0.8063618544313749, 0.39509858280326116], [0.8226178261871462, 0.38192709606565783], [0.838395938869225, 0.36802020046521466], [0.8536664352266886, 0.35340619810292395], [0.8683331945059514, 0.3380478237074927], [0.8824250539355031, 0.322033605271093], [0.8958799738812888, 0.3053653705881875], [0.9086336283811663, 0.28804842984712353], [0.9206886635755727, 0.27014281742568497], [0.9319849287536027, 0.25166247186650587], [0.9425076208070479, 0.23265305742574474], [0.95223782490726, 0.21315492288986485], [0.9611337412723463, 0.19319814477847602], [0.9691357623931091, 0.17280962811003842], [0.9762861395319717, 0.15205977248441663], [0.9824807425059061, 0.13096073690998672], [0.9877804271976285, 0.10958307738520225], [0.9921627636228181, 0.08796663966495431], [0.9956451517766974, 0.06615314798662696], [0.9977673067134225, 0.04419444329902356], [0.999327245898236, 0.022146577662310228], [1.0, -5.9224543672020664e-18]], [[1.0, -0.0024600000005134083], [0.9791825143610087, 0.002215221269638621], [0.9580456873986922, 0.005017134569368539], [0.9367824505443482, 0.006170706031358618], [0.9155310264876814, 0.006020279287832268], [0.8943731863414348, 0.004787623265240583], [0.873367193641175, 0.002586758528554732], [0.8525604474007586, -0.0004973010926334121], [0.8319870122135766, -0.004362174964526627], [0.8116628869065907, -0.008873023830756235], [0.7916029901368559, -0.013943198045754439], [0.7718135179714021, -0.01948102790661157], [0.752290236050932, -0.025383567996520962], [0.7330261293479496, -0.03156018897178471], [0.7140128060241437, -0.03793099483697179], [0.6952466470916242, -0.04444046739745381], [0.6767243954149194, -0.051040405291990824], [0.6584420587147513, -0.05768533955749773], [0.6403972750342135, -0.06433806512865134], [0.6225904082392789, -0.07097157206824162], [0.6050203854406715, -0.07755727803813901], [0.5876879713986147, -0.08407347795404185], [0.5705910454695994, -0.09049254083490638], [0.5537292743865434, -0.09679311288693458], [0.5370990061914339, -0.10294621179487928], [0.5207026083074809, -0.10894016723539013], [0.5045425318865088, -0.11476480550790456], [0.48861888487745764, -0.12040455530637832], [0.4729290018617691, -0.12583674812202927], [0.45746846909698435, -0.1310335436162161], [0.4422332854124007, -0.1359673826268052], [0.42722173872862623, -0.14061656786099122], [0.41243354327773324, -0.1449626700104386], [0.39787018415715825, -0.14899144630533176], [0.38352517995548685, -0.15265643065029566], [0.369398615112051, -0.15592761798592872], [0.3554933179348131, -0.15877902921002623], [0.34181446825639034, -0.16118535701013925], [0.3283698932978363, -0.16312413224643008], [0.31517145334083707, -0.16458678467429905], [0.30223072787891364, -0.16554302447493008], [0.2895640294289113, -0.165985138854643], [0.2771892467282582, -0.1659275412582237], [0.26512410149521726, -0.16538326569548598], [0.2533851225753259, -0.16437136409778183], [0.24198562520288566, -0.16292830192477037], [0.23093618043224345, -0.1610864676178905], [0.2202399861615444, -0.15890682119185526], [0.20989561251532413, -0.15644268089789573], [0.199900025403141, -0.15373587854581167], [0.19024563726617857, -0.15083415928768226], [0.18092847198100026, -0.14776251039763227], [0.17193970090916555, -0.1445535512807786], [0.16327080770489255, -0.1412350722414059], [0.15491451766147177, -0.13782599369535734], [0.1468633983215866, -0.1343432511229429], [0.1391110781348146, -0.13079968434367462], [0.1316501054431905, -0.12720803863522748], [0.12447349903158887, -0.12357981416188006], [0.11757538742946107, -0.11992201233702383], [0.11094538581844211, -0.1162502535827559], [0.1045747945052396, -0.11257469130173221], [0.09845733173941477, -0.10890127058952347], [0.09258277529612795, -0.10524113293680559], [0.08694448302310329, -0.10159928551758944], [0.0815358121113451, -0.09798027128264215], [0.07635102931698302, -0.09438675014277749], [0.07138432383527314, -0.0908218925682882], [0.06662835201551362, -0.08729013335837936], [0.062078567625782274, -0.08379239500973629], [0.05772604435372043, -0.08033507039504618], [0.05356651419124011, -0.07691812098316686], [0.04959558315922193, -0.07354208057716807], [0.0458068551887658, -0.0702097679690488], [0.04219414686667237, -0.06692334198755442], [0.03875180990963492, -0.06368452708365495], [0.03547457331648651, -0.060494633186493015], [0.03235758420614901, -0.05735424956971034], [0.029395262706501932, -0.05426483686815213], [0.02658500461079792, -0.05122505201523496], [0.023924424620557463, -0.048233644638465745], [0.021411700963255783, -0.04528882367460882], [0.01904284434313998, -0.04239111584308955], [0.01681426632981735, -0.039540816581036836], [0.014722360361199664, -0.036738276278823215], [0.012766019047687708, -0.033981920744624285], [0.010946937941617711, -0.031268861049904], [0.009268060228468333, -0.028596206023895912], [0.007727916263220776, -0.0259643612100283], [0.0063280820405166895, -0.023372084654333942], [0.005072332506624902, -0.020818203316165334], [0.00396040285737978, -0.018304354811111104], [0.0029864108096577745, -0.015834822621689008], [0.002150389278720468, -0.013411107402804821], [0.0014587565753114823, -0.011033735660660503], [0.0009116623255976452, -0.008706534563268186], [0.000502791681611121, -0.006434881993229667], [0.00021381248288746688, -0.004224797539369156], [6.568486678814444e-05, -0.0020791805147900113], [0.0, -3.3451888595562394e-06], [6.275385992985337e-05, 0.0020715591791794427], [0.00020465879762133896, 0.0042147727197014975], [0.00048370178048242533, 0.006420789600672438], [0.0009004534417756729, 0.008683350136493708], [0.0014836303181404726, 0.010991600460137651], [0.0022458317754008314, 0.013333999602576578], [0.0031846770967821447, 0.0157029003445234], [0.0042863427323947, 0.018098220956429736], [0.005546678108736091, 0.02051690340566449], [0.006957860374009286, 0.022959350896076657], [0.008517541113401582, 0.025425209622257895], [0.010220552887981358, 0.027916005572934874], [0.012067358293665282, 0.03043063388189371], [0.01406030726086024, 0.03296742594615798], [0.01619727107455939, 0.03552815744912288], [0.01847972444717246, 0.038112025259677704], [0.020910020555476406, 0.040718303344367976], [0.02349001294124316, 0.04334664850647538], [0.026223351622036643, 0.045994891724665976], [0.029111844186344098, 0.04866320216783267], [0.03215899865197834, 0.05135019802333357], [0.03536760559947822, 0.05405502493097849], [0.03874016766166761, 0.0567775261618227], [0.042282005976894806, 0.05951449943915973], [0.045996042739923214, 0.06226517749362706], [0.04988609064019484, 0.06502800279034954], [0.053956754186485364, 0.06780058994750665], [0.058212504761800364, 0.07058017921857813], [0.06265774371852556, 0.07336426176682617], [0.06729630345591876, 0.07615150645275835], [0.07213273302444188, 0.07893879032648041], [0.07717255767107682, 0.08172173551946103], [0.08241968743984175, 0.08449842632602232], [0.08787788490112815, 0.08726699771843038], [0.09355424334474728, 0.09001947967209342], [0.09945219999205046, 0.0927540765951848], [0.10557694837363835, 0.09546596777536767], [0.11193237773267542, 0.09815225237150083], [0.11852427957328644, 0.10080573378980452], [0.1253566065259288, 0.10342302668879577], [0.13243443253554946, 0.10599733235585997], [0.13976236076739362, 0.10852278979107746], [0.1473454243864452, 0.11099106751092382], [0.15518792848167592, 0.11339558337007079], [0.16329382836158018, 0.11572962997681081], [0.1716672743417284, 0.11798498488718585], [0.1803129772359526, 0.12015008924546557], [0.18923485499946693, 0.12221353676897069], [0.19843635988922947, 0.12416532238972293], [0.2079216557334844, 0.12598693892826984], [0.21769417087459475, 0.1276612126438707], [0.22775615942007502, 0.129170737731058], [0.23810940365513472, 0.13049505953143106], [0.24875405747032595, 0.13162078336435526], [0.25968867802205137, 0.13253905509612104], [0.2709108896830732, 0.13325715824244388], [0.282418840629741, 0.1337790110937853], [0.2942109149831152, 0.13410472495622655], [0.30628560523179155, 0.13423387564413486], [0.3186415096178277, 0.13417918237613624], [0.33127714173830897, 0.13392781915235247], [0.3441909544949343, 0.13348729528585412], [0.35738132257595284, 0.1328587979052597], [0.3708463465634473, 0.13204163976196293], [0.3845838920159262, 0.131035201554524], [0.3985915869186942, 0.12983937358858702], [0.4128668907505091, 0.12845528182854535], [0.4274072910874482, 0.12688670501829638], [0.44220971970187606, 0.12513464751187833], [0.4572710609668504, 0.12320223038296331], [0.4725885438305618, 0.1210970618721417], [0.4881583270659131, 0.11882100451483009], [0.5039758094007815, 0.11637345937700207], [0.5200364959262355, 0.1137571061451373], [0.5363357474108131, 0.1109762933891758], [0.5528684141121142, 0.10803451728635133], [0.5696287013226128, 0.10493399846185845], [0.5866110765230581, 0.10168062000276493], [0.6038087155451005, 0.0982757971231399], [0.6212153282618118, 0.0947257445563913], [0.6388240966227791, 0.0910361902646586], [0.656627266933237, 0.08721028355427408], [0.6746178716185485, 0.08325692394661174], [0.6927878529150103, 0.07918173078221502], [0.7111289063086279, 0.07499102578452674], [0.7296331865073359, 0.07069483632182534], [0.7482911685126038, 0.06629754266167603], [0.7670930543702111, 0.061804052792137194], [0.7860296677499838, 0.057223360701893614], [0.8050910025005855, 0.052562420593207544], [0.8242662209963184, 0.04782611494079722], [0.8435460643794355, 0.04302693685789539], [0.8629204543221305, 0.03817508805647564], [0.882378777847279, 0.03327960570153563], [0.9019089578946802, 0.028344629710818338], [0.9214989967483393, 0.02337542010836361], [0.9411321677157508, 0.01835937945176518], [0.9607812571987658, 0.013244495096571099], [0.9804067147503193, 0.00793618866188317], [0.9999999999999999, 0.0024600000005134087]], [[1.0, -0.0019390003863749914], [0.976833665149484, 0.001208361137042085], [0.9536067525881421, 0.003665775460056233], [0.9303612281180204, 0.005413693773527257], [0.907136857567678, 0.0063485255675481845], [0.8839836467138208, 0.00640694056609687], [0.8609554346105258, 0.005615403820964768], [0.8381027645933942, 0.004010257848180921], [0.8154696623077826, 0.0016562620281935648], [0.7930941101758334, -0.0013838751954557207], [0.7710060511857401, -0.005033735853470301], [0.7492228509046417, -0.00918342207993364], [0.7277522545328445, -0.01371781610503486], [0.7065964263397544, -0.01852894363359143], [0.6857531137586059, -0.023514410415689167], [0.665219055803436, -0.028585232142654435], [0.6449918091346095, -0.033667207290816126], [0.6250651432071732, -0.03867864650401782], [0.6054369382605294, -0.04355876079722798], [0.5861076132769566, -0.04825942599744765], [0.5670803256428834, -0.05274533441408093], [0.5483609422224197, -0.0569943092520531], [0.5299539017410897, -0.060979718813891616], [0.5118669658151533, -0.06469181635484221], [0.4941048669698873, -0.06810830220709334], [0.476674624039263, -0.0712202042209839], [0.45958357169081593, -0.07402294064700962], [0.44283824703245006, -0.0765103204584538], [0.42644696824416745, -0.07869333872553681], [0.4104163089885555, -0.0805772672755562], [0.3947539405289884, -0.08218651504223115], [0.3794651282967609, -0.08353785357529404], [0.36455400951732825, -0.08464831206341238], [0.3500229572222893, -0.08552678920592025], [0.3358736103233505, -0.08618470229599984], [0.32210673710233323, -0.08663359317563102], [0.30872210671007394, -0.08687769835974042], [0.2957190225693669, -0.08693081066326169], [0.2830959842361401, -0.08680018569901497], [0.27085061712225716, -0.08650649328682286], [0.2589799402368991, -0.08605852959091011], [0.24748011169844716, -0.08547071116507572], [0.236346918316473, -0.08475076833363332], [0.22557504511685714, -0.08391553505295268], [0.21515927781466052, -0.08297322057100169], [0.20509371378159943, -0.0819330645968134], [0.1953719805619064, -0.08080542108869825], [0.1859877283198222, -0.0795976044141403], [0.17693470971748357, -0.07831309018395959], [0.16820546124617322, -0.07696306933578013], [0.1597923100015228, -0.07555735212928322], [0.15168788947527967, -0.07410190211878478], [0.14388458321201403, -0.07260371492918799], [0.13637489995347157, -0.07106730876089845], [0.1291510183125324, -0.06949931534520246], [0.12220498832051264, -0.06790517266730207], [0.11552916071252398, -0.06628965887392392], [0.1091160071669243, -0.0646558757102865], [0.10295778967763498, -0.06300845938319456], [0.09704649940861748, -0.06135231872033051], [0.09137444329246425, -0.05969131618256568], [0.08593388752619717, -0.058029529205358116], [0.08071789321075612, -0.05636811307470058], [0.07571946228399956, -0.05470910598153158], [0.07093213611013029, -0.05305305301499982], [0.0663495341912115, -0.05140042845291343], [0.0619653874312663, -0.04975220864427004], [0.05777372794283596, -0.04810874466116675], [0.053769930073348744, -0.04646724020754628], [0.04994706470192736, -0.04483141248226345], [0.04630159525933502, -0.04319741726077135], [0.042828032326817006, -0.041566178533173924], [0.039520537772017895, -0.039939686679886066], [0.03637489933216424, -0.038317123041320456], [0.03338708041294475, -0.036697827176894286], [0.030551886693255, -0.03508364185419755], [0.027865079356194082, -0.03347474508120782], [0.025320868133828126, -0.031874273878024315], [0.022914247001505916, -0.030284252658473617], [0.02064074250304801, -0.028705822507704204], [0.01849450621203169, -0.027142258436032733], [0.01647167232497869, -0.02559403603209867], [0.014567276227523643, -0.024063085719034257], [0.012780519542323468, -0.022546560188791104], [0.011110362355195297, -0.021042429766064432], [0.009555472114434976, -0.019549909032399764], [0.00811880156674035, -0.018064431839683], [0.006799557412234693, -0.016586235374829034], [0.005603042582487561, -0.015111136479746129], [0.004529916639226064, -0.013640148682911052], [0.00358057997505402, -0.012175447603258779], [0.0027545331102219826, -0.010720713769838741], [0.0020489537694226437, -0.009280876101202961], [0.0014580532775576487, -0.00786246486537281], [0.000974682831419139, -0.006471500595078246], [0.0005942559554855975, -0.005112724448295314], [0.0003106346448722071, -0.00379023648192473], [0.00014116750183871952, -0.0025080260487017315], [4.258139086602137e-05, -0.0012695533489186256], [0.0, -8.07429297230791e-05], [2.703891499212054e-05, 0.0011069199220914228], [0.00010378583685978981, 0.0023463389613667418], [0.00020744862220917312, 0.00363568584945485], [0.0003816828972885719, 0.004975410831033728], [0.0006030101805307147, 0.006366807059576295], [0.0008878711022507387, 0.007808283902545333], [0.001258654264062728, 0.009296151539153993], [0.0017298293925535454, 0.010824722314343478], [0.002318420264565575, 0.012385430642848853], [0.0030279520931767593, 0.013973831525221282], [0.003860885201402828, 0.015585552957443603], [0.004813145990132303, 0.0172203765719415], [0.005881209150564557, 0.01887912587605692], [0.007066052918597293, 0.020560734211970248], [0.008369178486117275, 0.022264132932130788], [0.00979396334755535, 0.02398719080213806], [0.011341020447446256, 0.025730319229957697], [0.013014672176022236, 0.02749087034601176], [0.014817196271639516, 0.02926847262288773], [0.01675176360937592, 0.03106202891238467], [0.018821453607853436, 0.0328710435982317], [0.021027140674163794, 0.034697882543222903], [0.0233678740777282, 0.036547779080403756], [0.025846155316889594, 0.03842271140365949], [0.028462524182506856, 0.04032780198847428], [0.03122106182970686, 0.04226408289858773], [0.034125805202193105, 0.04423298741761204], [0.03718293369864889, 0.04623296805154601], [0.04039825516050278, 0.04826309344890298], [0.04377706530488838, 0.05032345519980894], [0.04732549808332928, 0.052413149020942296], [0.051050697654810594, 0.05452952108568916], [0.05495834640282493, 0.05667246955880652], [0.059054075382790214, 0.05884236295040647], [0.06334544626152543, 0.06103636206770174], [0.067837406979526, 0.06325655174436466], [0.07253886729980405, 0.06549729490156694], [0.077455307806497, 0.06776047903890209], [0.08259425039832943, 0.07004346209531598], [0.08796409826904701, 0.07234173101803344], [0.09357027866988114, 0.07465806492378418], [0.09942177412033257, 0.07698637814444588], [0.10552599466299857, 0.07932494325486192], [0.11189025640414 | 3D array of the x and y airfoil coordinates of the n_af airfoils.
blade.interp_airfoils.name | input | n/a | ['DU40_A17', 'Cylinder', 'DU30_A17', 'DU21_A17', 'DU25_A17', 'DU35_A17', 'NACA64_A17'] | 1D array of names of airfoils.
blade.outer_shape_bem.s_default | output |  | [0.0, 0.034482758620689655, 0.06896551724137931, 0.10344827586206896, 0.13793103448275862, 0.1724137931034483, 0.20689655172413793, 0.24137931034482757, 0.27586206896551724, 0.3103448275862069, 0.3448275862068966, 0.3793103448275862, 0.41379310344827586, 0.4482758620689655, 0.48275862068965514, 0.5172413793103449, 0.5517241379310345, 0.5862068965517241, 0.6206896551724138, 0.6551724137931034, 0.6896551724137931, 0.7241379310344828, 0.7586206896551724, 0.7931034482758621, 0.8275862068965517, 0.8620689655172413, 0.896551724137931, 0.9310344827586207, 0.9655172413793103, 1.0] | 1D array of the non-dimensional spanwise grid defined along blade axis (0-blade root, 1-blade tip)
blade.outer_shape_bem.chord_yaml | output | m | [3.542, 3.5829065688610924, 3.8701677888975055, 4.113082662273744, 4.386184316700438, 4.5705983562554815, 4.6343256119198495, 4.646781924312676, 4.545529346958071, 4.426741607305162, 4.320291925514559, 4.205548041683577, 4.080209090674618, 3.9498741541952938, 3.8144707942245812, 3.6834791267944174, 3.5568910997434435, 3.4298965523912854, 3.3026551714743477, 3.1754137920031074, 3.0481724135647097, 2.9209310350823983, 2.793689656426132, 2.666448158844707, 2.5392068063848345, 2.416417405464169, 2.280796764281841, 2.1030278893097076, 1.5245990923819477, 1.419] | 1D array of the chord values defined along blade span.
blade.outer_shape_bem.twist_yaml | output | rad | [0.23226842, 0.23226842, 0.23226842, 0.23226842, 0.23226842, 0.23177952995161583, 0.21529632586872785, 0.19721961079680533, 0.18514807171207343, 0.17410387663620222, 0.16383607496599703, 0.15332788873648878, 0.14234850717202885, 0.13117259544518314, 0.11978974334496972, 0.10878820207054614, 0.0981606238100572, 0.08749258678908103, 0.07684918273625144, 0.0666974599028185, 0.057119320423043685, 0.04915360521180829, 0.04213652661331365, 0.03497168732047607, 0.027827774414301336, 0.02059416410129949, 0.013479022333971994, 0.006780948827297131, 0.002377764073136631, 0.00185005] | 1D array of the twist values defined along blade span. The twist is defined positive for negative rotations around the z axis (the same as in BeamDyn).
blade.outer_shape_bem.r_thick_yaml | output |  | [0.0, 0.0, 0.0, 0.0, 0.0, 0.0, 0.0, 0.0, 0.0, 0.0, 0.0, 0.0, 0.0, 0.0, 0.0, 0.0, 0.0, 0.0, 0.0, 0.0, 0.0, 0.0, 0.0, 0.0, 0.0, 0.0, 0.0, 0.0, 0.0, 0.0] | 1D array of the relative thickness values defined along blade span.
blade.outer_shape_bem.pitch_axis_yaml | output |  | [0.5, 0.4915122797251875, 0.4676395111012256, 0.4437667424772636, 0.4198939738533017, 0.4, 0.4, 0.4, 0.4, 0.4, 0.4, 0.4, 0.4, 0.4, 0.4, 0.4, 0.4, 0.4, 0.4, 0.4, 0.4, 0.4, 0.4, 0.4, 0.4, 0.4, 0.4, 0.4, 0.4, 0.4] | 1D array of the chordwise position of the pitch axis (0-LE, 1-TE), defined along blade span.
blade.outer_shape_bem.ref_axis_yaml | output | m | [[0.0, 0.0, 0.0], [0.0, 0.0, 2.120689655172414], [0.0, 0.0, 4.241379310344827], [0.0, 0.0, 6.362068965517241], [0.0, 0.0, 8.482758620689655], [0.0, 0.0, 10.60344827586207], [0.0, 0.0, 12.724137931034482], [0.0, 0.0, 14.844827586206895], [0.0, 0.0, 16.96551724137931], [0.0, 0.0, 19.086206896551726], [0.0, 0.0, 21.20689655172414], [0.0, 0.0, 23.327586206896548], [0.0, 0.0, 25.448275862068964], [0.0, 0.0, 27.56896551724138], [0.0, 0.0, 29.689655172413794], [0.0, 0.0, 31.810344827586206], [0.0, 0.0, 33.93103448275861], [0.0, 0.0, 36.051724137931025], [0.0, 0.0, 38.172413793103445], [0.0, 0.0, 40.293103448275865], [0.0, 0.0, 42.41379310344828], [0.0, 0.0, 44.53448275862069], [0.0, 0.0, 46.6551724137931], [0.0, 0.0, 48.77586206896552], [0.0, 0.0, 50.89655172413793], [0.0, 0.0, 53.01724137931034], [0.0, 0.0, 55.13793103448276], [0.0, 0.0, 57.25862068965517], [0.0, 0.0, 59.37931034482758], [0.0, 0.0, 61.5]] | 2D array of the coordinates (x,y,z) of the blade reference axis, defined along blade span. The coordinate system is the one of BeamDyn: it is placed at blade root with x pointing the suction side of the blade, y pointing the trailing edge and z along the blade span. A standard configuration will have negative x values (prebend), if swept positive y values, and positive z values.
blade.outer_shape_bem.span_end | input |  | [] | 1D array of the positions along blade span where something (a DAC device?) starts and we want a grid point. Only values between 0 and 1 are meaningful.
blade.outer_shape_bem.span_ext | input |  | [] | 1D array of the extensions along blade span where something (a DAC device?) lives and we want a grid point. Only values between 0 and 1 are meaningful.
blade.pa.s_opt_twist | input |  | [0.0, 0.034482758620689655, 0.06896551724137931, 0.10344827586206896, 0.13793103448275862, 0.1724137931034483, 0.20689655172413793, 0.24137931034482757, 0.27586206896551724, 0.3103448275862069, 0.3448275862068966, 0.3793103448275862, 0.41379310344827586, 0.4482758620689655, 0.48275862068965514, 0.5172413793103449, 0.5517241379310345, 0.5862068965517241, 0.6206896551724138, 0.6551724137931034, 0.6896551724137931, 0.7241379310344828, 0.7586206896551724, 0.7931034482758621, 0.8275862068965517, 0.8620689655172413, 0.896551724137931, 0.9310344827586207, 0.9655172413793103, 1.0] | 1D array of the non-dimensional spanwise grid defined along blade axis to optimize the blade twist angle
blade.pa.twist_opt | input | rad | [0.23226842, 0.23226842, 0.23226842, 0.23226842, 0.23226842, 0.23177952995161583, 0.21529632586872785, 0.19721961079680533, 0.18514807171207343, 0.17410387663620222, 0.16383607496599703, 0.15332788873648878, 0.14234850717202885, 0.13117259544518314, 0.11978974334496972, 0.10878820207054614, 0.0981606238100572, 0.08749258678908103, 0.07684918273625144, 0.0666974599028185, 0.057119320423043685, 0.04915360521180829, 0.04213652661331365, 0.03497168732047607, 0.027827774414301336, 0.02059416410129949, 0.013479022333971994, 0.006780948827297131, 0.002377764073136631, 0.00185005] | 1D array of the twist angle being optimized at the n_opt locations.
blade.pa.s_opt_chord | input |  | [0.0, 0.034482758620689655, 0.06896551724137931, 0.10344827586206896, 0.13793103448275862, 0.1724137931034483, 0.20689655172413793, 0.24137931034482757, 0.27586206896551724, 0.3103448275862069, 0.3448275862068966, 0.3793103448275862, 0.41379310344827586, 0.4482758620689655, 0.48275862068965514, 0.5172413793103449, 0.5517241379310345, 0.5862068965517241, 0.6206896551724138, 0.6551724137931034, 0.6896551724137931, 0.7241379310344828, 0.7586206896551724, 0.7931034482758621, 0.8275862068965517, 0.8620689655172413, 0.896551724137931, 0.9310344827586207, 0.9655172413793103, 1.0] | 1D array of the non-dimensional spanwise grid defined along blade axis to optimize the blade chord
blade.pa.chord_opt | input | m | [3.542, 3.5829065688610924, 3.8701677888975055, 4.113082662273744, 4.386184316700438, 4.5705983562554815, 4.6343256119198495, 4.646781924312676, 4.545529346958071, 4.426741607305162, 4.320291925514559, 4.205548041683577, 4.080209090674618, 3.9498741541952938, 3.8144707942245812, 3.6834791267944174, 3.5568910997434435, 3.4298965523912854, 3.3026551714743477, 3.1754137920031074, 3.0481724135647097, 2.9209310350823983, 2.793689656426132, 2.666448158844707, 2.5392068063848345, 2.416417405464169, 2.280796764281841, 2.1030278893097076, 1.5245990923819477, 1.419] | 1D array of the chord being optimized at the n_opt locations.
blade.ps.layer_thickness_original | input | m | [[5e-05, 5e-05, 5e-05, 5e-05, 5e-05, 5e-05, 5e-05, 5e-05, 5e-05, 5e-05, 5e-05, 5e-05, 5e-05, 5e-05, 5e-05, 5e-05, 5e-05, 5e-05, 5e-05, 5e-05, 5e-05, 5e-05, 5e-05, 5e-05, 5e-05, 5e-05, 5e-05, 5e-05, 5e-05, 5e-05], [0.00282, 0.0028200000000000005, 0.00282, 0.00282, 0.00282, 0.00282, 0.0028199999999999996, 0.00282, 0.0028200000000000005, 0.0028200000000000005, 0.00282, 0.0028200000000000005, 0.0028200000000000005, 0.0028200000000000005, 0.0028199999999999996, 0.0028200000000000005, 0.00282, 0.0028200000000000005, 0.0028200000000000005, 0.0028200000000000005, 0.0028200000000000005, 0.0028200000000000005, 0.00282, 0.00282, 0.00282, 0.00282, 0.0028199999999999996, 0.0028200000000000005, 0.00282, 0.00282], [0.0517, 0.025959319092461634, 0.01243392925521796, 0.004271311045519619, 0.0010772698145532268, 0.0, 0.0, 0.0, 0.0, 0.0, 0.0, 0.0, 0.0, 0.0, 0.0, 0.0, 0.0, 0.0, 0.0, 0.0, 0.0, 0.0, 0.0, 0.0, 0.0, 0.0, 0.0, 0.0, 0.0, 0.0], [0.00047, 0.0026377767830561725, 0.023006288238498256, 0.04142110209017276, 0.0423, 0.0423, 0.0423, 0.0423, 0.0423, 0.0423, 0.0423, 0.04226683603558402, 0.04185976132895962, 0.04104126471239999, 0.039877179857990025, 0.03843334043781462, 0.036775580123958686, 0.03496973258850711, 0.03308163150354477, 0.031177110541156582, 0.029232387010542777, 0.027000901301356323, 0.02448126599472148, 0.021693652160641546, 0.018658230869119836, 0.015395173190159645, 0.011924650193764257, 0.008266832949936994, 0.004441892528681145, 0.00046999999999999906], [0.00047, 0.0026377767830561725, 0.023006288238498256, 0.04142110209017276, 0.0423, 0.0423, 0.0423, 0.0423, 0.0423, 0.0423, 0.0423, 0.04226683603558402, 0.04185976132895962, 0.04104126471239999, 0.039877179857990025, 0.03843334043781462, 0.036775580123958686, 0.03496973258850711, 0.03308163150354477, 0.031177110541156582, 0.029232387010542777, 0.027000901301356323, 0.02448126599472148, 0.021693652160641546, 0.018658230869119836, 0.015395173190159645, 0.011924650193764257, 0.008266832949936994, 0.004441892528681145, 0.00046999999999999906], [0.0, 0.0017633650830294267, 0.0060368876770462, 0.00705, 0.00705, 0.00705, 0.00705, 0.00705, 0.00705, 0.00705, 0.00705, 0.007028160918550486, 0.006765556523553196, 0.00625385741669781, 0.005553961618461436, 0.0047267671493211845, 0.0038331720297541715, 0.002934074280237507, 0.002090371921248297, 0.0013629629732636603, 0.0008127454567607032, 0.0005006173922165423, 0.00038999307011384327, 0.00029552293438007624, 0.00021147246379179594, 0.0001393412272623539, 8.062879370510148e-05, 3.683473203339061e-05, 9.458611160572945e-06, -1.3552527156068805e-20], [0.0, 0.0017633650830294267, 0.0060368876770462, 0.00705, 0.00705, 0.00705, 0.00705, 0.00705, 0.00705, 0.00705, 0.00705, 0.007028160918550486, 0.006765556523553196, 0.00625385741669781, 0.005553961618461436, 0.0047267671493211845, 0.0038331720297541715, 0.002934074280237507, 0.002090371921248297, 0.0013629629732636603, 0.0008127454567607032, 0.0005006173922165423, 0.00038999307011384327, 0.00029552293438007624, 0.00021147246379179594, 0.0001393412272623539, 8.062879370510148e-05, 3.683473203339061e-05, 9.458611160572945e-06, -1.3552527156068805e-20], [0.0, 0.02, 0.02, 0.06994882607469227, 0.09, 0.09, 0.09, 0.09, 0.09, 0.09, 0.09, 0.08032555686642343, 0.06, 0.06, 0.06, 0.06, 0.06, 0.06, 0.06, 0.030988560584853875, 0.02, 0.02, 0.02, 0.02, 0.02, 0.02, 0.02, 0.02, 0.0, 0.0], [0.0, 0.02, 0.02, 0.06994882607469227, 0.09, 0.09, 0.09, 0.09, 0.09, 0.09, 0.09, 0.08032555686642343, 0.06, 0.06, 0.06, 0.06, 0.06, 0.06, 0.06, 0.030988560584853875, 0.02, 0.02, 0.02, 0.02, 0.02, 0.02, 0.02, 0.02, 0.0, 0.0], [0.0, 0.0, 0.0, 0.0, 0.02, 0.02, 0.02, 0.02, 0.02, 0.02, 0.02, 0.02, 0.02, 0.02, 0.02, 0.02, 0.02, 0.02, 0.02, 0.02, 0.02, 0.02, 0.02, 0.02, 0.02, 0.02, 0.02, 0.02, 0.0, 0.0], [0.00282, 0.00282, 0.00282, 0.00282, 0.00282, 0.00282, 0.00282, 0.00282, 0.00282, 0.00282, 0.00282, 0.00282, 0.00282, 0.00282, 0.00282, 0.00282, 0.00282, 0.00282, 0.00282, 0.00282, 0.00282, 0.00282, 0.00282, 0.00282, 0.00282, 0.00282, 0.00282, 0.00282, 0.00282, 0.00282], [0.002, 0.002, 0.002, 0.002, 0.002, 0.002, 0.002, 0.002, 0.002, 0.002, 0.002, 0.002, 0.002, 0.002, 0.002, 0.002, 0.002, 0.002, 0.002, 0.002, 0.002, 0.002, 0.002, 0.002, 0.002, 0.002, 0.002, 0.002, 0.002, 0.002], [0.04, 0.04, 0.04, 0.04, 0.04, 0.04, 0.04, 0.04, 0.04, 0.04, 0.04, 0.04, 0.04, 0.04, 0.04, 0.04, 0.04, 0.04, 0.04, 0.04, 0.04, 0.04, 0.04, 0.04, 0.04, 0.04, 0.04, 0.04, 0.04, 0.04], [0.002, 0.002, 0.002, 0.002, 0.002, 0.002, 0.002, 0.002, 0.002, 0.002, 0.002, 0.002, 0.002, 0.002, 0.002, 0.002, 0.002, 0.002, 0.002, 0.002, 0.002, 0.002, 0.002, 0.002, 0.002, 0.002, 0.002, 0.002, 0.002, 0.002], [0.002, 0.002, 0.002, 0.002, 0.002, 0.002, 0.002, 0.002, 0.002, 0.002, 0.002, 0.002, 0.002, 0.002, 0.002, 0.002, 0.002, 0.002, 0.002, 0.002, 0.002, 0.002, 0.002, 0.002, 0.002, 0.002, 0.002, 0.002, 0.002, 0.002], [0.04, 0.04, 0.04, 0.04, 0.04, 0.04, 0.04, 0.04, 0.04, 0.04, 0.04, 0.04, 0.04, 0.04, 0.04, 0.04, 0.04, 0.04, 0.04, 0.04, 0.04, 0.04, 0.04, 0.04, 0.04, 0.04, 0.04, 0.04, 0.04, 0.04], [0.002, 0.002, 0.002, 0.002, 0.002, 0.002, 0.002, 0.002, 0.002, 0.002, 0.002, 0.002, 0.002, 0.002, 0.002, 0.002, 0.002, 0.002, 0.002, 0.002, 0.002, 0.002, 0.002, 0.002, 0.002, 0.002, 0.002, 0.002, 0.002, 0.002]] | 2D array of the thickness of the layers of the blade structure. The first dimension represents each layer, the second dimension represents each entry along blade span.
blade.ps.s_opt_layer_0 | input |  | [0.0, 0.034482758620689655, 0.06896551724137931, 0.10344827586206896, 0.13793103448275862, 0.1724137931034483, 0.20689655172413793, 0.24137931034482757, 0.27586206896551724, 0.3103448275862069, 0.3448275862068966, 0.3793103448275862, 0.41379310344827586, 0.4482758620689655, 0.48275862068965514, 0.5172413793103449, 0.5517241379310345, 0.5862068965517241, 0.6206896551724138, 0.6551724137931034, 0.6896551724137931, 0.7241379310344828, 0.7586206896551724, 0.7931034482758621, 0.8275862068965517, 0.8620689655172413, 0.896551724137931, 0.9310344827586207, 0.9655172413793103, 1.0]
blade.ps.layer_0_opt | input | m | [5e-05, 5e-05, 5e-05, 5e-05, 5e-05, 5e-05, 5e-05, 5e-05, 5e-05, 5e-05, 5e-05, 5e-05, 5e-05, 5e-05, 5e-05, 5e-05, 5e-05, 5e-05, 5e-05, 5e-05, 5e-05, 5e-05, 5e-05, 5e-05, 5e-05, 5e-05, 5e-05, 5e-05, 5e-05, 5e-05]
blade.ps.s_opt_layer_1 | input |  | [0.0, 0.034482758620689655, 0.06896551724137931, 0.10344827586206896, 0.13793103448275862, 0.1724137931034483, 0.20689655172413793, 0.24137931034482757, 0.27586206896551724, 0.3103448275862069, 0.3448275862068966, 0.3793103448275862, 0.41379310344827586, 0.4482758620689655, 0.48275862068965514, 0.5172413793103449, 0.5517241379310345, 0.5862068965517241, 0.6206896551724138, 0.6551724137931034, 0.6896551724137931, 0.7241379310344828, 0.7586206896551724, 0.7931034482758621, 0.8275862068965517, 0.8620689655172413, 0.896551724137931, 0.9310344827586207, 0.9655172413793103, 1.0]
blade.ps.layer_1_opt | input | m | [0.00282, 0.0028200000000000005, 0.00282, 0.00282, 0.00282, 0.00282, 0.0028199999999999996, 0.00282, 0.0028200000000000005, 0.0028200000000000005, 0.00282, 0.0028200000000000005, 0.0028200000000000005, 0.0028200000000000005, 0.0028199999999999996, 0.0028200000000000005, 0.00282, 0.0028200000000000005, 0.0028200000000000005, 0.0028200000000000005, 0.0028200000000000005, 0.0028200000000000005, 0.00282, 0.00282, 0.00282, 0.00282, 0.0028199999999999996, 0.0028200000000000005, 0.00282, 0.00282]
blade.ps.s_opt_layer_2 | input |  | [0.0, 0.034482758620689655, 0.06896551724137931, 0.10344827586206896, 0.13793103448275862, 0.1724137931034483, 0.20689655172413793, 0.24137931034482757, 0.27586206896551724, 0.3103448275862069, 0.3448275862068966, 0.3793103448275862, 0.41379310344827586, 0.4482758620689655, 0.48275862068965514, 0.5172413793103449, 0.5517241379310345, 0.5862068965517241, 0.6206896551724138, 0.6551724137931034, 0.6896551724137931, 0.7241379310344828, 0.7586206896551724, 0.7931034482758621, 0.8275862068965517, 0.8620689655172413, 0.896551724137931, 0.9310344827586207, 0.9655172413793103, 1.0]
blade.ps.layer_2_opt | input | m | [0.0517, 0.025959319092461634, 0.01243392925521796, 0.004271311045519619, 0.0010772698145532268, 0.0, 0.0, 0.0, 0.0, 0.0, 0.0, 0.0, 0.0, 0.0, 0.0, 0.0, 0.0, 0.0, 0.0, 0.0, 0.0, 0.0, 0.0, 0.0, 0.0, 0.0, 0.0, 0.0, 0.0, 0.0]
blade.ps.s_opt_layer_3 | input |  | [0.0, 0.034482758620689655, 0.06896551724137931, 0.10344827586206896, 0.13793103448275862, 0.1724137931034483, 0.20689655172413793, 0.24137931034482757, 0.27586206896551724, 0.3103448275862069, 0.3448275862068966, 0.3793103448275862, 0.41379310344827586, 0.4482758620689655, 0.48275862068965514, 0.5172413793103449, 0.5517241379310345, 0.5862068965517241, 0.6206896551724138, 0.6551724137931034, 0.6896551724137931, 0.7241379310344828, 0.7586206896551724, 0.7931034482758621, 0.8275862068965517, 0.8620689655172413, 0.896551724137931, 0.9310344827586207, 0.9655172413793103, 1.0]
blade.ps.layer_3_opt | input | m | [0.00047, 0.0026377767830561725, 0.023006288238498256, 0.04142110209017276, 0.0423, 0.0423, 0.0423, 0.0423, 0.0423, 0.0423, 0.0423, 0.04226683603558402, 0.04185976132895962, 0.04104126471239999, 0.039877179857990025, 0.03843334043781462, 0.036775580123958686, 0.03496973258850711, 0.03308163150354477, 0.031177110541156582, 0.029232387010542777, 0.027000901301356323, 0.02448126599472148, 0.021693652160641546, 0.018658230869119836, 0.015395173190159645, 0.011924650193764257, 0.008266832949936994, 0.004441892528681145, 0.00046999999999999906]
blade.ps.s_opt_layer_4 | input |  | [0.0, 0.034482758620689655, 0.06896551724137931, 0.10344827586206896, 0.13793103448275862, 0.1724137931034483, 0.20689655172413793, 0.24137931034482757, 0.27586206896551724, 0.3103448275862069, 0.3448275862068966, 0.3793103448275862, 0.41379310344827586, 0.4482758620689655, 0.48275862068965514, 0.5172413793103449, 0.5517241379310345, 0.5862068965517241, 0.6206896551724138, 0.6551724137931034, 0.6896551724137931, 0.7241379310344828, 0.7586206896551724, 0.7931034482758621, 0.8275862068965517, 0.8620689655172413, 0.896551724137931, 0.9310344827586207, 0.9655172413793103, 1.0]
blade.ps.layer_4_opt | input | m | [0.00047, 0.0026377767830561725, 0.023006288238498256, 0.04142110209017276, 0.0423, 0.0423, 0.0423, 0.0423, 0.0423, 0.0423, 0.0423, 0.04226683603558402, 0.04185976132895962, 0.04104126471239999, 0.039877179857990025, 0.03843334043781462, 0.036775580123958686, 0.03496973258850711, 0.03308163150354477, 0.031177110541156582, 0.029232387010542777, 0.027000901301356323, 0.02448126599472148, 0.021693652160641546, 0.018658230869119836, 0.015395173190159645, 0.011924650193764257, 0.008266832949936994, 0.004441892528681145, 0.00046999999999999906]
blade.ps.s_opt_layer_5 | input |  | [0.0, 0.034482758620689655, 0.06896551724137931, 0.10344827586206896, 0.13793103448275862, 0.1724137931034483, 0.20689655172413793, 0.24137931034482757, 0.27586206896551724, 0.3103448275862069, 0.3448275862068966, 0.3793103448275862, 0.41379310344827586, 0.4482758620689655, 0.48275862068965514, 0.5172413793103449, 0.5517241379310345, 0.5862068965517241, 0.6206896551724138, 0.6551724137931034, 0.6896551724137931, 0.7241379310344828, 0.7586206896551724, 0.7931034482758621, 0.8275862068965517, 0.8620689655172413, 0.896551724137931, 0.9310344827586207, 0.9655172413793103, 1.0]
blade.ps.layer_5_opt | input | m | [0.0, 0.0017633650830294267, 0.0060368876770462, 0.00705, 0.00705, 0.00705, 0.00705, 0.00705, 0.00705, 0.00705, 0.00705, 0.007028160918550486, 0.006765556523553196, 0.00625385741669781, 0.005553961618461436, 0.0047267671493211845, 0.0038331720297541715, 0.002934074280237507, 0.002090371921248297, 0.0013629629732636603, 0.0008127454567607032, 0.0005006173922165423, 0.00038999307011384327, 0.00029552293438007624, 0.00021147246379179594, 0.0001393412272623539, 8.062879370510148e-05, 3.683473203339061e-05, 9.458611160572945e-06, -1.3552527156068805e-20]
blade.ps.s_opt_layer_6 | input |  | [0.0, 0.034482758620689655, 0.06896551724137931, 0.10344827586206896, 0.13793103448275862, 0.1724137931034483, 0.20689655172413793, 0.24137931034482757, 0.27586206896551724, 0.3103448275862069, 0.3448275862068966, 0.3793103448275862, 0.41379310344827586, 0.4482758620689655, 0.48275862068965514, 0.5172413793103449, 0.5517241379310345, 0.5862068965517241, 0.6206896551724138, 0.6551724137931034, 0.6896551724137931, 0.7241379310344828, 0.7586206896551724, 0.7931034482758621, 0.8275862068965517, 0.8620689655172413, 0.896551724137931, 0.9310344827586207, 0.9655172413793103, 1.0]
blade.ps.layer_6_opt | input | m | [0.0, 0.0017633650830294267, 0.0060368876770462, 0.00705, 0.00705, 0.00705, 0.00705, 0.00705, 0.00705, 0.00705, 0.00705, 0.007028160918550486, 0.006765556523553196, 0.00625385741669781, 0.005553961618461436, 0.0047267671493211845, 0.0038331720297541715, 0.002934074280237507, 0.002090371921248297, 0.0013629629732636603, 0.0008127454567607032, 0.0005006173922165423, 0.00038999307011384327, 0.00029552293438007624, 0.00021147246379179594, 0.0001393412272623539, 8.062879370510148e-05, 3.683473203339061e-05, 9.458611160572945e-06, -1.3552527156068805e-20]
blade.ps.s_opt_layer_7 | input |  | [0.0, 0.034482758620689655, 0.06896551724137931, 0.10344827586206896, 0.13793103448275862, 0.1724137931034483, 0.20689655172413793, 0.24137931034482757, 0.27586206896551724, 0.3103448275862069, 0.3448275862068966, 0.3793103448275862, 0.41379310344827586, 0.4482758620689655, 0.48275862068965514, 0.5172413793103449, 0.5517241379310345, 0.5862068965517241, 0.6206896551724138, 0.6551724137931034, 0.6896551724137931, 0.7241379310344828, 0.7586206896551724, 0.7931034482758621, 0.8275862068965517, 0.8620689655172413, 0.896551724137931, 0.9310344827586207, 0.9655172413793103, 1.0]
blade.ps.layer_7_opt | input | m | [0.0, 0.02, 0.02, 0.06994882607469227, 0.09, 0.09, 0.09, 0.09, 0.09, 0.09, 0.09, 0.08032555686642343, 0.06, 0.06, 0.06, 0.06, 0.06, 0.06, 0.06, 0.030988560584853875, 0.02, 0.02, 0.02, 0.02, 0.02, 0.02, 0.02, 0.02, 0.0, 0.0]
blade.ps.s_opt_layer_8 | input |  | [0.0, 0.034482758620689655, 0.06896551724137931, 0.10344827586206896, 0.13793103448275862, 0.1724137931034483, 0.20689655172413793, 0.24137931034482757, 0.27586206896551724, 0.3103448275862069, 0.3448275862068966, 0.3793103448275862, 0.41379310344827586, 0.4482758620689655, 0.48275862068965514, 0.5172413793103449, 0.5517241379310345, 0.5862068965517241, 0.6206896551724138, 0.6551724137931034, 0.6896551724137931, 0.7241379310344828, 0.7586206896551724, 0.7931034482758621, 0.8275862068965517, 0.8620689655172413, 0.896551724137931, 0.9310344827586207, 0.9655172413793103, 1.0]
blade.ps.layer_8_opt | input | m | [0.0, 0.02, 0.02, 0.06994882607469227, 0.09, 0.09, 0.09, 0.09, 0.09, 0.09, 0.09, 0.08032555686642343, 0.06, 0.06, 0.06, 0.06, 0.06, 0.06, 0.06, 0.030988560584853875, 0.02, 0.02, 0.02, 0.02, 0.02, 0.02, 0.02, 0.02, 0.0, 0.0]
blade.ps.s_opt_layer_9 | input |  | [0.0, 0.034482758620689655, 0.06896551724137931, 0.10344827586206896, 0.13793103448275862, 0.1724137931034483, 0.20689655172413793, 0.24137931034482757, 0.27586206896551724, 0.3103448275862069, 0.3448275862068966, 0.3793103448275862, 0.41379310344827586, 0.4482758620689655, 0.48275862068965514, 0.5172413793103449, 0.5517241379310345, 0.5862068965517241, 0.6206896551724138, 0.6551724137931034, 0.6896551724137931, 0.7241379310344828, 0.7586206896551724, 0.7931034482758621, 0.8275862068965517, 0.8620689655172413, 0.896551724137931, 0.9310344827586207, 0.9655172413793103, 1.0]
blade.ps.layer_9_opt | input | m | [0.0, 0.0, 0.0, 0.0, 0.02, 0.02, 0.02, 0.02, 0.02, 0.02, 0.02, 0.02, 0.02, 0.02, 0.02, 0.02, 0.02, 0.02, 0.02, 0.02, 0.02, 0.02, 0.02, 0.02, 0.02, 0.02, 0.02, 0.02, 0.0, 0.0]
blade.ps.s_opt_layer_10 | input |  | [0.0, 0.034482758620689655, 0.06896551724137931, 0.10344827586206896, 0.13793103448275862, 0.1724137931034483, 0.20689655172413793, 0.24137931034482757, 0.27586206896551724, 0.3103448275862069, 0.3448275862068966, 0.3793103448275862, 0.41379310344827586, 0.4482758620689655, 0.48275862068965514, 0.5172413793103449, 0.5517241379310345, 0.5862068965517241, 0.6206896551724138, 0.6551724137931034, 0.6896551724137931, 0.7241379310344828, 0.7586206896551724, 0.7931034482758621, 0.8275862068965517, 0.8620689655172413, 0.896551724137931, 0.9310344827586207, 0.9655172413793103, 1.0]
blade.ps.layer_10_opt | input | m | [0.00282, 0.00282, 0.00282, 0.00282, 0.00282, 0.00282, 0.00282, 0.00282, 0.00282, 0.00282, 0.00282, 0.00282, 0.00282, 0.00282, 0.00282, 0.00282, 0.00282, 0.00282, 0.00282, 0.00282, 0.00282, 0.00282, 0.00282, 0.00282, 0.00282, 0.00282, 0.00282, 0.00282, 0.00282, 0.00282]
blade.ps.s_opt_layer_11 | input |  | [0.0, 0.034482758620689655, 0.06896551724137931, 0.10344827586206896, 0.13793103448275862, 0.1724137931034483, 0.20689655172413793, 0.24137931034482757, 0.27586206896551724, 0.3103448275862069, 0.3448275862068966, 0.3793103448275862, 0.41379310344827586, 0.4482758620689655, 0.48275862068965514, 0.5172413793103449, 0.5517241379310345, 0.5862068965517241, 0.6206896551724138, 0.6551724137931034, 0.6896551724137931, 0.7241379310344828, 0.7586206896551724, 0.7931034482758621, 0.8275862068965517, 0.8620689655172413, 0.896551724137931, 0.9310344827586207, 0.9655172413793103, 1.0]
blade.ps.layer_11_opt | input | m | [0.002, 0.002, 0.002, 0.002, 0.002, 0.002, 0.002, 0.002, 0.002, 0.002, 0.002, 0.002, 0.002, 0.002, 0.002, 0.002, 0.002, 0.002, 0.002, 0.002, 0.002, 0.002, 0.002, 0.002, 0.002, 0.002, 0.002, 0.002, 0.002, 0.002]
blade.ps.s_opt_layer_12 | input |  | [0.0, 0.034482758620689655, 0.06896551724137931, 0.10344827586206896, 0.13793103448275862, 0.1724137931034483, 0.20689655172413793, 0.24137931034482757, 0.27586206896551724, 0.3103448275862069, 0.3448275862068966, 0.3793103448275862, 0.41379310344827586, 0.4482758620689655, 0.48275862068965514, 0.5172413793103449, 0.5517241379310345, 0.5862068965517241, 0.6206896551724138, 0.6551724137931034, 0.6896551724137931, 0.7241379310344828, 0.7586206896551724, 0.7931034482758621, 0.8275862068965517, 0.8620689655172413, 0.896551724137931, 0.9310344827586207, 0.9655172413793103, 1.0]
blade.ps.layer_12_opt | input | m | [0.04, 0.04, 0.04, 0.04, 0.04, 0.04, 0.04, 0.04, 0.04, 0.04, 0.04, 0.04, 0.04, 0.04, 0.04, 0.04, 0.04, 0.04, 0.04, 0.04, 0.04, 0.04, 0.04, 0.04, 0.04, 0.04, 0.04, 0.04, 0.04, 0.04]
blade.ps.s_opt_layer_13 | input |  | [0.0, 0.034482758620689655, 0.06896551724137931, 0.10344827586206896, 0.13793103448275862, 0.1724137931034483, 0.20689655172413793, 0.24137931034482757, 0.27586206896551724, 0.3103448275862069, 0.3448275862068966, 0.3793103448275862, 0.41379310344827586, 0.4482758620689655, 0.48275862068965514, 0.5172413793103449, 0.5517241379310345, 0.5862068965517241, 0.6206896551724138, 0.6551724137931034, 0.6896551724137931, 0.7241379310344828, 0.7586206896551724, 0.7931034482758621, 0.8275862068965517, 0.8620689655172413, 0.896551724137931, 0.9310344827586207, 0.9655172413793103, 1.0]
blade.ps.layer_13_opt | input | m | [0.002, 0.002, 0.002, 0.002, 0.002, 0.002, 0.002, 0.002, 0.002, 0.002, 0.002, 0.002, 0.002, 0.002, 0.002, 0.002, 0.002, 0.002, 0.002, 0.002, 0.002, 0.002, 0.002, 0.002, 0.002, 0.002, 0.002, 0.002, 0.002, 0.002]
blade.ps.s_opt_layer_14 | input |  | [0.0, 0.034482758620689655, 0.06896551724137931, 0.10344827586206896, 0.13793103448275862, 0.1724137931034483, 0.20689655172413793, 0.24137931034482757, 0.27586206896551724, 0.3103448275862069, 0.3448275862068966, 0.3793103448275862, 0.41379310344827586, 0.4482758620689655, 0.48275862068965514, 0.5172413793103449, 0.5517241379310345, 0.5862068965517241, 0.6206896551724138, 0.6551724137931034, 0.6896551724137931, 0.7241379310344828, 0.7586206896551724, 0.7931034482758621, 0.8275862068965517, 0.8620689655172413, 0.896551724137931, 0.9310344827586207, 0.9655172413793103, 1.0]
blade.ps.layer_14_opt | input | m | [0.002, 0.002, 0.002, 0.002, 0.002, 0.002, 0.002, 0.002, 0.002, 0.002, 0.002, 0.002, 0.002, 0.002, 0.002, 0.002, 0.002, 0.002, 0.002, 0.002, 0.002, 0.002, 0.002, 0.002, 0.002, 0.002, 0.002, 0.002, 0.002, 0.002]
blade.ps.s_opt_layer_15 | input |  | [0.0, 0.034482758620689655, 0.06896551724137931, 0.10344827586206896, 0.13793103448275862, 0.1724137931034483, 0.20689655172413793, 0.24137931034482757, 0.27586206896551724, 0.3103448275862069, 0.3448275862068966, 0.3793103448275862, 0.41379310344827586, 0.4482758620689655, 0.48275862068965514, 0.5172413793103449, 0.5517241379310345, 0.5862068965517241, 0.6206896551724138, 0.6551724137931034, 0.6896551724137931, 0.7241379310344828, 0.7586206896551724, 0.7931034482758621, 0.8275862068965517, 0.8620689655172413, 0.896551724137931, 0.9310344827586207, 0.9655172413793103, 1.0]
blade.ps.layer_15_opt | input | m | [0.04, 0.04, 0.04, 0.04, 0.04, 0.04, 0.04, 0.04, 0.04, 0.04, 0.04, 0.04, 0.04, 0.04, 0.04, 0.04, 0.04, 0.04, 0.04, 0.04, 0.04, 0.04, 0.04, 0.04, 0.04, 0.04, 0.04, 0.04, 0.04, 0.04]
blade.ps.s_opt_layer_16 | input |  | [0.0, 0.034482758620689655, 0.06896551724137931, 0.10344827586206896, 0.13793103448275862, 0.1724137931034483, 0.20689655172413793, 0.24137931034482757, 0.27586206896551724, 0.3103448275862069, 0.3448275862068966, 0.3793103448275862, 0.41379310344827586, 0.4482758620689655, 0.48275862068965514, 0.5172413793103449, 0.5517241379310345, 0.5862068965517241, 0.6206896551724138, 0.6551724137931034, 0.6896551724137931, 0.7241379310344828, 0.7586206896551724, 0.7931034482758621, 0.8275862068965517, 0.8620689655172413, 0.896551724137931, 0.9310344827586207, 0.9655172413793103, 1.0]
blade.ps.layer_16_opt | input | m | [0.002, 0.002, 0.002, 0.002, 0.002, 0.002, 0.002, 0.002, 0.002, 0.002, 0.002, 0.002, 0.002, 0.002, 0.002, 0.002, 0.002, 0.002, 0.002, 0.002, 0.002, 0.002, 0.002, 0.002, 0.002, 0.002, 0.002, 0.002, 0.002, 0.002]
floating.member_spar:s | input |  | [0.0, 0.38462, 0.4, 0.8308, 0.8923, 1.0]
floating.member_spar:grid_axial_joints | input |  | 0.38462
floating.member_fairlead_leg1:s | input |  | [0.0, 1.0]
floating.member_fairlead_leg1:grid_axial_joints | input |  | []
floating.member_fairlead_leg2:s | input |  | [0.0, 1.0]
floating.member_fairlead_leg2:grid_axial_joints | input |  | []
floating.member_fairlead_leg3:s | input |  | [0.0, 1.0]
floating.member_fairlead_leg3:grid_axial_joints | input |  | []
floating.memgrid0.s_in | input |  | [0.0, 0.8308, 0.8923, 1.0]
floating.memgrid0.s_grid | input |  | [0.0, 0.38462, 0.4, 0.8308, 0.8923, 1.0]
floating.memgrid0.outer_diameter_in | input | m | [9.4, 9.4, 6.5, 6.5]
floating.memgrid0.ca_usr_geom | input |  | [1.0, 1.0, 1.0, 1.0]
floating.memgrid0.cd_usr_geom | input |  | [0.8, 0.8, 0.8, 0.8]
floating.memgrid0.layer_thickness_in | input | m | [[0.08, 0.08, 0.08, 0.08]]
floating.memgrid1.s_in | input |  | [0.0, 1.0]
floating.memgrid1.s_grid | input |  | [0.0, 1.0]
floating.memgrid1.outer_diameter_in | input | m | [1.0, 1.0]
floating.memgrid1.ca_usr_geom | input |  | [-1.0, -1.0]
floating.memgrid1.cd_usr_geom | input |  | [-1.0, -1.0]
floating.memgrid1.layer_thickness_in | input | m | [[0.1, 0.1]]
floating.memgrid2.s_in | input |  | [0.0, 1.0]
floating.memgrid2.s_grid | input |  | [0.0, 1.0]
floating.memgrid2.outer_diameter_in | input | m | [1.0, 1.0]
floating.memgrid2.ca_usr_geom | input |  | [-1.0, -1.0]
floating.memgrid2.cd_usr_geom | input |  | [-1.0, -1.0]
floating.memgrid2.layer_thickness_in | input | m | [[0.1, 0.1]]
floating.memgrid3.s_in | input |  | [0.0, 1.0]
floating.memgrid3.s_grid | input |  | [0.0, 1.0]
floating.memgrid3.outer_diameter_in | input | m | [1.0, 1.0]
floating.memgrid3.ca_usr_geom | input |  | [-1.0, -1.0]
floating.memgrid3.cd_usr_geom | input |  | [-1.0, -1.0]
floating.memgrid3.layer_thickness_in | input | m | [[0.1, 0.1]]
floating.location_in | output | m | [[0.0, 0.0, -120.0], [0.0, 0.0, 10.0], [5.2, 0.0, -70.0], [5.2, 2.0943951023931953, -70.0], [5.2, 4.1887902047863905, -70.0], [853.87, 0.0, -320.0], [853.87, 2.0943951023931953, -320.0], [853.87, 4.1887902047863905, -320.0]]
high_level_tower_props.tower_ref_axis_user | input | m | [[0.0, 0.0, 10.0], [0.0, 0.0, 17.76], [0.0, 0.0, 25.52], [0.0, 0.0, 33.28], [0.0, 0.0, 41.04], [0.0, 0.0, 48.8], [0.0, 0.0, 56.56], [0.0, 0.0, 64.32], [0.0, 0.0, 72.08], [0.0, 0.0, 79.84], [0.0, 0.0, 87.6]] | 2D array of the coordinates (x,y,z) of the tower reference axis. The coordinate system is the global coordinate system of OpenFAST: it is placed at tower base with x pointing downwind, y pointing on the side and z pointing vertically upwards. A standard tower configuration will have zero x and y values and positive z values.
high_level_tower_props.distance_tt_hub | input | m | 2.3 | Vertical distance from tower top to hub center.
high_level_tower_props.hub_height_user | input | m | 90 | Height of the hub specified by the user.
hub.diameter | output | m | 3
materials.rho_fiber | output | kg/m**3 | [0.0, 2600.0, 2600.0, 2600.0, 0.0, 0.0, 0.0, 0.0, 1800.0, 0.0, 0.0, 0.0] | 1D array of the density of the fibers of the materials.
materials.rho | output | kg/m**3 | [1235.0, 1920.0, 1850.0, 1780.0, 7800.0, 7850.0, 7200.0, 200.0, 1220.0, 1150.0, 5000.0, 1100.0] | 1D array of the density of the materials. For composites, this is the density of the laminate.
materials.rho_area_dry | output | kg/m**2 | [0.0, 1.858, 1.112, 1.112, 0.0, 0.0, 0.0, 0.0, 1.0, 0.0, 0.0, 0.0] | 1D array of the dry aerial density of the composite fabrics. Non-composite materials are kept at 0.
materials.ply_t_from_yaml | output | m | [0.00051, 0.0, 0.0, 0.0, 0.0, 0.0, 0.0, 0.0025, 0.0, 0.0, 0.0, 0.0] | 1D array of the ply thicknesses of the materials. Non-composite materials are kept at 0.
materials.fvf_from_yaml | output |  | [0.0, 0.0, 0.0, 0.0, 0.0, 0.0, 0.0, 0.0, 0.0, 0.0, 0.0, 0.0] | 1D array of the non-dimensional fiber volume fraction of the composite materials. Non-composite materials are kept at 0.
materials.fwf_from_yaml | output |  | [0.0, 0.0, 0.0, 0.0, 0.0, 0.0, 0.0, 0.0, 0.0, 0.0, 0.0, 0.0] | 1D array of the non-dimensional fiber weight- fraction of the composite materials. Non-composite materials are kept at 0.
materials.name | output | n/a | ['Gelcoat', 'glassUD', 'glassTri', 'glassDB', 'steel', 'steel_drive', 'cast_iron', 'FOAM', 'CarbonUD', 'resin', 'slurry', 'adhesive'] | 1D array of names of materials.
materials.component_id | output | n/a | [0.0, 5.0, 2.0, 3.0, -1.0, -1.0, -1.0, 1.0, 4.0, -1.0, -1.0, -1.0] | 1D array of flags to set whether a material is used in a blade: 0 - coating, 1 - sandwich filler , 2 - shell skin, 3 - shear webs, 4 - spar caps, 5 - TE/LE reinf.
mooring.nodes_location | output | m | [[853.87, 0.0, -320.0], [-426.93499999999983, 739.4731115294187, -320.0], [-426.9350000000004, -739.4731115294184, -320.0], [5.2, 0.0, -70.0], [-2.5999999999999988, 4.503332099679081, -70.0], [-2.6000000000000023, -4.5033320996790795, -70.0]]
mooring.nodes_joint_name | output | n/a | ['anchor1', 'anchor2', 'anchor3', 'fairlead1', 'fairlead2', 'fairlead3']
mooring.unstretched_length_in | output | m | 902.2
mooring.line_diameter_in | output | m | 0.09
mooring.line_mass_density_coeff | output | kg/m**3 | [0.0, 0.0, 0.0]
mooring.line_stiffness_coeff | output | N/m**2 | [0.0, 0.0, 0.0]
mooring.line_breaking_load_coeff | output | N/m**2 | [0.0, 0.0, 0.0]
mooring.line_cost_rate_coeff | output | USD/m**3 | [0.0, 0.0, 0.0]
mooring.line_transverse_added_mass_coeff | output | kg/m**3 | [123.4567901234568, 123.4567901234568, 123.4567901234568]
mooring.line_tangential_added_mass_coeff | output | kg/m**3 | [0.0, 0.0, 0.0]
mooring.line_transverse_drag_coeff | output | N/m**2 | [197.5308641975309, 197.5308641975309, 197.5308641975309]
mooring.line_tangential_drag_coeff | output | N/m**2 | [12.34567901234568, 12.34567901234568, 12.34567901234568]
drivese.bear1.D_bearing | input | m | 0
drivese.bear1.D_shaft | input | m | 0.577
drivese.bear1.mb_mass_user | input | kg | 0
drivese.bear1.bearing_type | input | n/a | CARB
drivese.bear2.D_bearing | input | m | 0
drivese.bear2.D_shaft | input | m | 0.577
drivese.bear2.mb_mass_user | input | kg | 0
drivese.bear2.bearing_type | input | n/a | SRB
drivese.tilt | input | deg | 4.9996
drivese.D_top | input | m | 3.87
drivese.bedplate_flange_width | input | m | 1
drivese.bedplate_flange_thickness | input | m | 0.05
drivese.bedplate_web_thickness | input | m | 0.05
drivese.stator_deflection_allowable | input | m | 0.0001
drivese.stator_angle_allowable | input | rad | 0.001
drivese.upwind | input | n/a | TRUE
drivese.brake_mass_user | input | kg | 0
drivese.s_rotor | input | m | 0
drivese.gear_ratio | input |  | 96
drivese.damping_ratio | input |  | 0.01
drivese.machine_rating | input | kW | 5000
drivese.converter_mass_user | input | kg | 0
drivese.transformer_mass_user | input | kg | 0
drivese.gearbox_mass_user | input | kg | 0
drivese.gearbox_torque_density | input | N*m/kg | 200
drivese.gearbox_radius_user | input | m | 0
drivese.gearbox_length_user | input | m | 0
drivese.gear_configuration | input | n/a | eep
drivese.planet_numbers | input | n/a | [3, 3, 0]
drivese.generator.b_st | input | m | 0
drivese.generator.b_arm | input | m | 0
drivese.generator.B_smax | input | T | 0
drivese.generator.K_rad_LL | input |  | 0
drivese.generator.K_rad_UL | input |  | 0
drivese.generator.D_ratio_LL | input |  | 0
drivese.generator.D_ratio_UL | input |  | 0
drivese.generator.C_Cu | input | USD/kg | 4.786
drivese.generator.C_Fe | input | USD/kg | 0.556
drivese.generator.C_Fes | input | USD/kg | 0.50139
drivese.generator.C_PM | input | USD/kg | 50
drivese.generator.B_r | input | T | 1.2
drivese.generator.P_Fe0e | input | W/kg | 1
drivese.generator.P_Fe0h | input | W/kg | 4
drivese.generator.S_N | input |  | -0.002
drivese.generator.alpha_p | input |  | 1.0996
drivese.generator.b_r_tau_r | input |  | 0.45
drivese.generator.b_ro | input | m | 0.004
drivese.generator.b_s_tau_s | input |  | 0.45
drivese.generator.b_so | input | m | 0.004
drivese.generator.cofi | input |  | 0.9
drivese.generator.freq | input | Hz | 60
drivese.generator.h_i | input | m | 0.001
drivese.generator.h_sy0 | input |  | 0
drivese.generator.h_w | input | m | 0.005
drivese.generator.k_fes | input |  | 0.9
drivese.generator.k_fillr | input |  | 0.55
drivese.generator.k_fills | input |  | 0.65
drivese.generator.k_s | input |  | 0.2
drivese.generator.mu_0 | input | m*kg/s**2/A**2 | 1.2566e-06
drivese.generator.mu_r | input | m*kg/s**2/A**2 | 1.06
drivese.generator.p | input |  | 3
drivese.generator.phi | input | rad | 1.5708
drivese.generator.ratio_mw2pp | input |  | 0.7
drivese.generator.resist_Cu | input | ohm/m | 2.52e-08
drivese.generator.sigma | input | Pa | 21500
drivese.generator.y_tau_p | input |  | 0.8
drivese.generator.y_tau_pr | input |  | 0.83333
drivese.generator.I_0 | input | A | 40
drivese.generator.d_r | input | m | 0
drivese.generator.h_m | input | m | 0
drivese.generator.h_0 | input | m | 0.01
drivese.generator.h_s | input | m | 0.08
drivese.generator.len_s | input | m | 0.49
drivese.generator.n_r | input |  | 0
drivese.generator.rad_ag | input | m | 0.61
drivese.generator.t_wr | input | m | 0
drivese.generator.n_s | input |  | 0
drivese.generator.d_s | input | m | 0
drivese.generator.t_ws | input | m | 0
drivese.generator.D_shaft | input | m | 0.288
drivese.generator.rho_Copper | input | kg/m**3 | 8900
drivese.generator.rho_Fe | input | kg/m**3 | 7700
drivese.generator.rho_Fes | input | kg/m**3 | 7850
drivese.generator.rho_PM | input | kg/m**3 | 7450
drivese.generator_mass_user | input | kg | 0
drivese.generator.S_Nmax | input |  | -0.2
drivese.generator.B_symax | input | T | 1.3
drivese.generator.m | input | n/a | 3
drivese.generator.q1 | input | n/a | 5
drivese.generator.q2 | input | n/a | 4
drivese.generator_stator_mass | input | kg | 0
drivese.generator_rotor_mass | input | kg | 0
drivese.hss_diameter | input | m | [0.288, 0.288]
drivese.hss_wall_thickness | input | m | [0.144, 0.144]
drivese.flange_t2shell_t | input |  | 4
drivese.flange_OD2hub_D | input |  | 0.5
drivese.flange_ID2flange_OD | input |  | 0.8
drivese.hub_stress_concentration | input |  | 2.5
drivese.hub_diameter | input | m | 3
drivese.hub_in2out_circ | input |  | 1.2
drivese.hub_shell_mass_user | input | kg | 0
drivese.hub_shell.n_blades | input | n/a | 3
drivese.stop_time | input | s | 5
drivese.pitch_system_scaling_factor | input |  | 0.54
drivese.pitch_system_mass_user | input | kg | 0
drivese.n_blades | input | n/a | 3
drivese.clearance_hub_spinner | input | m | 0.75
drivese.spin_hole_incr | input |  | 1.2
drivese.spinner_mass_user | input | kg | 0
drivese.n_front_brackets | input | n/a | 3
drivese.n_rear_brackets | input | n/a | 3
drivese.L_12 | input | m | 0.368
drivese.L_h1 | input | m | 1.912
drivese.L_generator | input | m | 2
drivese.overhang | input | m | 5
drivese.drive_height | input | m | 2.3
drivese.lss_diameter | input | m | [0.577, 0.577]
drivese.lss_wall_thickness | input | m | [0.288, 0.288]
drivese.bedplate_mass_user | input | kg | 0
drivese.L_hss | input | m | 1.5
drivese.shaft_deflection_allowable | input | m | 0.0001
drivese.shaft_angle_allowable | input | rad | 0.001
drivese.E_mat | input | Pa | [[3440000000.0, 3440000000.0, 3440000000.0], [41800000000.0, 14000000000.0, 2630000000.0], [27700000000.0, 13650000000.0, 7200000000.0], [13600000000.0, 13300000000.0, 11800000000.0], [200000000000.0, 200000000000.0, 200000000000.0], [205000000000.0, 205000000000.0, 205000000000.0], [118000000000.0, 118000000000.0, 118000000000.0], [98460000.0, 98460000.0, 98460000.0], [114500000000.0, 8390000000.0, 5990000000.0], [1000000.0, 1000000.0, 1000000.0], [1.0, 1.0, 1.0], [4560000.0, 4560000.0, 4560000.0]]
drivese.G_mat | input | Pa | [[1323000000.0, 1323000000.0, 1323000000.0], [2630000000.0, 2630000000.0, 2630000000.0], [7200000000.0, 7200000000.0, 7200000000.0], [11800000000.0, 11800000000.0, 11800000000.0], [79300000000.0, 79300000000.0, 79300000000.0], [80000000000.0, 80000000000.0, 80000000000.0], [47600000000.0, 47600000000.0, 47600000000.0], [98460000.0, 98460000.0, 98460000.0], [5990000000.0, 5990000000.0, 5990000000.0], [384615.3846153846, 384615.3846153846, 384615.3846153846], [1.0, 1.0, 1.0], [1520000.0, 1520000.0, 1520000.0]]
drivese.Xt_mat | input | Pa | [[74000000.0, 74000000.0, 74000000.0], [1060000000.0, 66300000.0, 26600000.0], [54500000.0, 54500000.0, 26600000.0], [54470000.0, 54470000.0, 26600000.0], [450000000.0, 450000000.0, 450000000.0], [814000000.0, 814000000.0, 814000000.0], [310000000.0, 310000000.0, 310000000.0], [6040000.0, 6040000.0, 6040000.0], [2236000000.0, 0.0, 0.0], [61510000.0, 61510000.0, 61510000.0], [0.0, 0.0, 0.0], [690000.0, 690000.0, 690000.0]]
drivese.Xy_mat | input | Pa | [0.0, 0.0, 0.0, 0.0, 345000000.0, 485000000.0, 265000000.0, 0.0, 0.0, 0.0, 0.0, 0.0]
drivese.wohler_exp_mat | input |  | [1.0, 10.0, 10.0, 10.0, 3.0, 3.0, 3.0, 1.0, 16.1, 1.0, 1.0, 1.0]
drivese.wohler_A_mat | input |  | [87000000.0, 1060000000.0, 197000000.0, 197000000.0, 35534648443.719765, 35534648443.719765, 310000000.0, 6040000.0, 2236000000.0, 65360000.0, 0.0, 690000.0]
drivese.rho_mat | input | kg/m**3 | [1235.0, 1920.0, 1850.0, 1780.0, 7800.0, 7850.0, 7200.0, 200.0, 1220.0, 1150.0, 5000.0, 1100.0]
drivese.unit_cost_mat | input | USD/kg | [7.23, 1.87, 2.86, 3.0, 0.7, 0.9, 0.5, 13.0, 30.0, 3.63, 1.0, 9.0]
drivese.material_names | input | n/a | ['Gelcoat', 'glassUD', 'glassTri', 'glassDB', 'steel', 'steel_drive', 'cast_iron', 'FOAM', 'CarbonUD', 'resin', 'slurry', 'adhesive']
drivese.lss_material | input | n/a | steel_drive
drivese.hss_material | input | n/a | steel_drive
drivese.hub_material | input | n/a | cast_iron
drivese.spinner_material | input | n/a | glassDB
drivese.bedplate_material | input | n/a | steel
drivese.hvac_mass_coeff | input | kg/kW/m | 0.025
drivese.nose_mass | input | kg | 0
drivese.nose_cm | input | m | 0
drivese.nose_I | input | kg*m**2 | [0.0, 0.0, 0.0]
drivese.x_bedplate | input | m | [0.0, 0.0, 0.0, 0.0, 0.0, 0.0, 0.0, 0.0, 0.0, 0.0, 0.0, 0.0]
drivese.uptower | input | n/a | TRUE
drivese.minimum_rpm | input | rpm | 6.8999
rotorse.rp.aep.lossFactor | input |  | 1 | multiplicative factor for availability and other losses (soiling, array, etc.)
rotorse.rp.cdf.k | input |  | 2 | shape or form factor
rotorse.rp.gust.turbulence_class | input | n/a | B | IEC turbulence class
rotorse.rp.v_min | input | m/s | 3 | cut-in wind speed
rotorse.rp.v_max | input | m/s | 25 | cut-out wind speed
rotorse.rp.rated_power | input | W | 5000000 | electrical rated power
rotorse.rp.omega_min | input | rpm | 6.8999 | minimum allowed rotor rotation speed
rotorse.rp.omega_max | input | rpm | 19.0986 | maximum allowed rotor rotation speed
rotorse.rp.control_maxTS | input | m/s | 80 | maximum allowed blade tip speed
rotorse.rp.powercurve.ps_percent | input |  | 0.9 | Scalar applied to the max torque within RotorSE for peak thrust shaving. Only used if `peak_thrust_shaving` is True.
rotorse.rp.powercurve.gearbox_efficiency | input |  | 0.975
rotorse.rp.powercurve.fix_pitch_regI12 | input | n/a | FALSE | If True, pitch is fixed in region I1/2, i.e. when min rpm is enforced.
rotorse.rp.drivetrainType | input | n/a | geared
rotorse.rs.aero_gust.azimuth_load | input | deg | 0
rotorse.rs.aero_hub_loads.nSector | input | n/a | 4
rotorse.rs.brs.s_f | input |  | 2.5 | Safety factor
rotorse.rs.brs.d_f | input | m | 0.03 | Diameter of the fastener
rotorse.rs.brs.sigma_max | input | Pa | 675000000 | Max stress on bolt
rotorse.rs.constr.max_strainU_spar | input |  | 0.004 | maximum strain in spar cap suction side
rotorse.rs.constr.max_strainL_spar | input |  | 0.004 | maximum strain in spar cap pressure side
rotorse.rs.constr.max_strainU_te | input |  | 0.004 | maximum strain in spar cap suction side
rotorse.rs.constr.max_strainL_te | input |  | 0.004 | maximum strain in spar cap pressure side
rotorse.rs.constr.s_opt_spar_cap_ss | input |  | [0.0, 0.034482758620689655, 0.06896551724137931, 0.10344827586206896, 0.13793103448275862, 0.1724137931034483, 0.20689655172413793, 0.24137931034482757, 0.27586206896551724, 0.3103448275862069, 0.3448275862068966, 0.3793103448275862, 0.41379310344827586, 0.4482758620689655, 0.48275862068965514, 0.5172413793103449, 0.5517241379310345, 0.5862068965517241, 0.6206896551724138, 0.6551724137931034, 0.6896551724137931, 0.7241379310344828, 0.7586206896551724, 0.7931034482758621, 0.8275862068965517, 0.8620689655172413, 0.896551724137931, 0.9310344827586207, 0.9655172413793103, 1.0] | 1D array of the non-dimensional spanwise grid defined along blade axis to optimize the blade spar cap suction side
rotorse.rs.constr.s_opt_spar_cap_ps | input |  | [0.0, 0.034482758620689655, 0.06896551724137931, 0.10344827586206896, 0.13793103448275862, 0.1724137931034483, 0.20689655172413793, 0.24137931034482757, 0.27586206896551724, 0.3103448275862069, 0.3448275862068966, 0.3793103448275862, 0.41379310344827586, 0.4482758620689655, 0.48275862068965514, 0.5172413793103449, 0.5517241379310345, 0.5862068965517241, 0.6206896551724138, 0.6551724137931034, 0.6896551724137931, 0.7241379310344828, 0.7586206896551724, 0.7931034482758621, 0.8275862068965517, 0.8620689655172413, 0.896551724137931, 0.9310344827586207, 0.9655172413793103, 1.0] | 1D array of the non-dimensional spanwise grid defined along blade axis to optimize the blade spar cap pressure side
rotorse.rs.constr.s_opt_te_ss | input |  | [0.0, 0.034482758620689655, 0.06896551724137931, 0.10344827586206896, 0.13793103448275862, 0.1724137931034483, 0.20689655172413793, 0.24137931034482757, 0.27586206896551724, 0.3103448275862069, 0.3448275862068966, 0.3793103448275862, 0.41379310344827586, 0.4482758620689655, 0.48275862068965514, 0.5172413793103449, 0.5517241379310345, 0.5862068965517241, 0.6206896551724138, 0.6551724137931034, 0.6896551724137931, 0.7241379310344828, 0.7586206896551724, 0.7931034482758621, 0.8275862068965517, 0.8620689655172413, 0.896551724137931, 0.9310344827586207, 0.9655172413793103, 1.0] | 1D array of the non-dimensional spanwise grid defined along blade axis to optimize the blade trailing edge suction side
rotorse.rs.constr.s_opt_te_ps | input |  | [0.0, 0.034482758620689655, 0.06896551724137931, 0.10344827586206896, 0.13793103448275862, 0.1724137931034483, 0.20689655172413793, 0.24137931034482757, 0.27586206896551724, 0.3103448275862069, 0.3448275862068966, 0.3793103448275862, 0.41379310344827586, 0.4482758620689655, 0.48275862068965514, 0.5172413793103449, 0.5517241379310345, 0.5862068965517241, 0.6206896551724138, 0.6551724137931034, 0.6896551724137931, 0.7241379310344828, 0.7586206896551724, 0.7931034482758621, 0.8275862068965517, 0.8620689655172413, 0.896551724137931, 0.9310344827586207, 0.9655172413793103, 1.0] | 1D array of the non-dimensional spanwise grid defined along blade axis to optimize the blade trailing edge pressure side
rotorse.rs.constr.blade_number | input | n/a | 3
rotorse.rs.tip_pos.dynamicFactor | input |  | 1 | a dynamic amplification factor to adjust the static deflection calculation
rotorse.rs.tot_loads_gust.aeroloads_azimuth | input | deg | 0 | azimuthal angle
rotorse.rs.tot_loads_gust.dynamicFactor | input |  | 1 | a dynamic amplification factor to adjust the static deflection calculation
rotorse.stall_check.stall_margin | input | deg | 2.9983 | Minimum margin from the stall angle
rotorse.stall_check.min_s | input |  | 0.25 | Minimum nondimensional coordinate along blade span where to define the constraint (blade root typically stalls)
xf.span_end | input |  | [] | 1D array of the positions along blade span where the trailing edge flap(s) end. Only values between 0 and 1 are meaningful.
xf.span_ext | input |  | [] | 1D array of the extensions along blade span of the trailing edge flap(s). Only values between 0 and 1 are meaningful.
xf.chord_start | input |  | [] | 1D array of the positions along chord where the trailing edge flap(s) start. Only values between 0 and 1 are meaningful.
xf.delta_max_pos | input | rad | [] | 1D array of the max angle of the trailing edge flaps.
xf.delta_max_neg | input | rad | [] | 1D array of the min angle of the trailing edge flaps.
xf.max_TS | input | m/s | 80 | Maximum allowed blade tip speed.
xf.rated_TSR | input |  | 7.0175 | Constant tip speed ratio in region II.
xf.rho_air | input | kg/m**3 | 1.225 | Density of air
xf.mu_air | input | kg/m/s | 1.81e-05 | Dynamic viscosity of air
xf.speed_sound_air | input | m/s | 340 | Speed of sound in air.
xf.aoa | input | rad | [-3.141592653589793, -3.0892327760299634, -3.036872898470133, -2.9845130209103035, -2.9321531433504737, -2.8797932657906435, -2.827433388230814, -2.775073510670984, -2.722713633111154, -2.670353755551324, -2.617993877991494, -2.5656340004316642, -2.5132741228718345, -2.4609142453120043, -2.4085543677521746, -2.356194490192345, -2.3038346126325147, -2.251474735072685, -2.199114857512855, -2.146754979953025, -2.0943951023931953, -2.0420352248333655, -1.9896753472735356, -1.9373154697137056, -1.8849555921538759, -1.832595714594046, -1.780235837034216, -1.727875959474386, -1.6755160819145563, -1.6231562043547263, -1.5707963267948963, -1.5184364492350666, -1.4660765716752366, -1.4137166941154067, -1.361356816555577, -1.308996938995747, -1.256637061435917, -1.2042771838760873, -1.1519173063162573, -1.0995574287564276, -1.0471975511965974, -0.9948376736367677, -0.9424777960769379, -0.8901179185171078, -0.837758040957278, -0.7853981633974483, -0.7330382858376181, -0.6806784082777884, -0.6283185307179586, -0.5759586531581284, -0.5235987755982988, -0.513021022555909, -0.502443269513519, -0.4918655164711292, -0.4812877634287393, -0.4707100103863494, -0.46013225734395957, -0.4495545043015697, -0.4389767512591798, -0.42839899821678995, -0.41782124517440006, -0.40724349213201017, -0.39666573908962033, -0.38608798604723044, -0.37551023300484054, -0.3649324799624507, -0.3543547269200608, -0.3437769738776709, -0.3331992208352811, -0.3226214677928912, -0.3120437147505013, -0.30146596170811146, -0.29088820866572157, -0.2803104556233317, -0.26973270258094184, -0.25915494953855195, -0.24857719649616206, -0.23799944345377216, -0.22742169041138233, -0.21684393736899243, -0.20626618432660254, -0.1956884312842127, -0.1851106782418228, -0.17453292519943292, -0.16395517215704308, -0.1533774191146532, -0.1427996660722633, -0.13222191302987346, -0.12164415998748357, -0.11106640694509368, -0.10048865390270378, -0.08991090086031395, -0.07933314781792405, -0.06875539477553416, -0.058177641733144325, -0.04759988869075443, -0.03702213564836454, -0.026444382605974703, -0.015866629563584866, -0.0052888765211949185, 0.0052888765211949185, 0.015866629563584866, 0.026444382605974703, 0.03702213564836454, 0.04759988869075449, 0.058177641733144325, 0.06875539477553416, 0.07933314781792411, 0.08991090086031395, 0.10048865390270378, 0.11106640694509373, 0.12164415998748357, 0.1322219130298734, 0.14279966607226335, 0.1533774191146532, 0.16395517215704303, 0.17453292519943298, 0.1851106782418228, 0.19568843128421265, 0.2062661843266026, 0.21684393736899243, 0.22742169041138227, 0.23799944345377222, 0.24857719649616206, 0.2591549495385519, 0.26973270258094184, 0.2803104556233317, 0.2908882086657215, 0.30146596170811146, 0.3120437147505013, 0.32262146779289125, 0.3331992208352811, 0.3437769738776709, 0.35435472692006087, 0.3649324799624507, 0.37551023300484054, 0.3860879860472305, 0.39666573908962033, 0.40724349213201017, 0.4178212451744001, 0.42839899821678995, 0.4389767512591798, 0.44955450430156974, 0.46013225734395957, 0.4707100103863494, 0.48128776342873925, 0.4918655164711291, 0.5024432695135191, 0.513021022555909, 0.5235987755982988, 0.5759586531581287, 0.6283185307179586, 0.6806784082777885, 0.7330382858376183, 0.7853981633974483, 0.8377580409572781, 0.890117918517108, 0.9424777960769379, 0.9948376736367679, 1.0471975511965979, 1.0995574287564276, 1.1519173063162573, 1.2042771838760875, 1.2566370614359172, 1.3089969389957472, 1.3613568165555772, 1.413716694115407, 1.4660765716752369, 1.5184364492350668, 1.5707963267948966, 1.6231562043547263, 1.6755160819145565, 1.7278759594743862, 1.780235837034216, 1.8325957145940461, 1.8849555921538759, 1.937315469713706, 1.9896753472735358, 2.0420352248333655, 2.0943951023931957, 2.1467549799530254, 2.199114857512855, 2.2514747350726854, 2.303834612632515, 2.356194490192345, 2.408554367752175, 2.4609142453120048, 2.5132741228718345, 2.5656340004316642, 2.6179938779914944, 2.670353755551324, 2.722713633111154, 2.775073510670984, 2.827433388230814, 2.8797932657906435, 2.9321531433504737, 2.9845130209103035, 3.036872898470133, 3.0892327760299634, 3.141592653589793] | 1D array of the angles of attack used to define the polars of the airfoils. All airfoils defined in openmdao share this grid.
aeroelastic_qblade.Vrated | intermediate | m/s | 11.7536 | rated wind speed
aeroelastic_qblade.yaw_mass | intermediate | kg | 6144.2036 | Mass of yaw system
aeroelastic_qblade.above_yaw_mass | intermediate | kg | 115864.3342 | Mass of the nacelle above the yaw system
aeroelastic_qblade.nacelle_cm | intermediate | m | [0.3026611870414335, -0.18117147212728027, 0.9949379728759772] | Center of mass of the component in [x,y,z] for an arbitrary coordinate system
aeroelastic_qblade.hub_system_mass | intermediate | kg | 11492.0402 | mass of hub system
aeroelastic_qblade.hub_system_I | intermediate | kg*m**2 | [24411.81504992095, 15088.349242535618, 15088.349242535618, 0.0, 0.0, 0.0] | mass moments of Inertia of hub [Ixx, Iyy, Izz, Ixy, Ixz, Iyz] around its center of mass in yaw-aligned c.s.
aeroelastic_qblade.GenIner | intermediate | kg*m**2 | 3676.1861 | Moments of inertia for the generator about high speed shaft
aeroelastic_qblade.generator_efficiency | intermediate |  | 0.91586 | Generator efficiency
aeroelastic_qblade.drivetrain_spring_constant | intermediate | N*m/rad | 365374245.9461 | Moments of inertia for the generator about high speed shaft
aeroelastic_qblade.drivetrain_damping_coefficient | intermediate | N*m*s/rad | 2281480.8229 | Equivalent damping coefficient for the drivetrain system
aeroelastic_qblade.hub_height | intermediate | m | 90 | Hub height
aeroelastic_qblade.nacelle_I_TT | intermediate | kg*m**2 | [408901.5354218527, 686462.1094016931, 772461.285032817, -9.094947017729282e-13, -38203.477693226145, 19836.789839999987] | moments of Inertia for the nacelle [Ixx, Iyy, Izz, Ixy, Ixz, Iyz] about the tower top
aeroelastic_qblade.tower_I_base | intermediate | kg*m**2 | [397163004.1764836, 397163004.1764836, 1807845.110225665, 0.0, 0.0, 0.0] | tower moments of inertia at the tower base
aeroelastic_qblade.r | intermediate | m | [1.5, 3.620689655172414, 5.741379310344827, 7.862068965517241, 9.982758620689655, 12.10344827586207, 14.224137931034482, 16.344827586206897, 18.46551724137931, 20.586206896551726, 22.70689655172414, 24.827586206896548, 26.948275862068964, 29.06896551724138, 31.189655172413794, 33.310344827586206, 35.43103448275861, 37.551724137931025, 39.672413793103445, 41.793103448275865, 43.91379310344828, 46.03448275862069, 48.1551724137931, 50.27586206896552, 52.39655172413793, 54.51724137931034, 56.63793103448276, 58.75862068965517, 60.87931034482758, 63.0] | radial positions. r[0] should be the hub location while r[-1] should be the blade tip. Any number of locations can be specified between these in ascending order.
aeroelastic_qblade.Rhub | intermediate | m | 1.5 | dimensional radius of hub
aeroelastic_qblade.Rtip | intermediate | m | 63 | dimensional radius of tip
aeroelastic_qblade.le_location | intermediate |  | [0.5, 0.4915122797251875, 0.4676395111012256, 0.4437667424772636, 0.4198939738533017, 0.4, 0.4, 0.4, 0.4, 0.4, 0.4, 0.4, 0.4, 0.4, 0.4, 0.4, 0.4, 0.4, 0.4, 0.4, 0.4, 0.4, 0.4, 0.4, 0.4, 0.4, 0.4, 0.4, 0.4, 0.4] | Leading-edge positions from a reference blade axis (usually blade pitch axis). Locations are normalized by the local chord length. Positive in -x direction for airfoil-aligned coordinate system
aeroelastic_qblade.ref_axis_blade | intermediate | m | [[0.0, 0.0, 0.0], [0.0, 0.0, 2.120689655172414], [0.0, 0.0, 4.241379310344827], [0.0, 0.0, 6.362068965517241], [0.0, 0.0, 8.482758620689655], [0.0, 0.0, 10.60344827586207], [0.0, 0.0, 12.724137931034482], [0.0, 0.0, 14.844827586206895], [0.0, 0.0, 16.96551724137931], [0.0, 0.0, 19.086206896551726], [0.0, 0.0, 21.20689655172414], [0.0, 0.0, 23.327586206896548], [0.0, 0.0, 25.448275862068964], [0.0, 0.0, 27.56896551724138], [0.0, 0.0, 29.689655172413794], [0.0, 0.0, 31.810344827586206], [0.0, 0.0, 33.93103448275861], [0.0, 0.0, 36.051724137931025], [0.0, 0.0, 38.172413793103445], [0.0, 0.0, 40.293103448275865], [0.0, 0.0, 42.41379310344828], [0.0, 0.0, 44.53448275862069], [0.0, 0.0, 46.6551724137931], [0.0, 0.0, 48.77586206896552], [0.0, 0.0, 50.89655172413793], [0.0, 0.0, 53.01724137931034], [0.0, 0.0, 55.13793103448276], [0.0, 0.0, 57.25862068965517], [0.0, 0.0, 59.37931034482758], [0.0, 0.0, 61.5]] | 2D array of the coordinates (x,y,z) of the blade reference axis, defined along blade span. The coordinate system is the one of BeamDyn: it is placed at blade root with x pointing the suction side of the blade, y pointing the trailing edge and z along the blade span. A standard configuration will have negative x values (prebend), if swept positive y values, and positive z values.
aeroelastic_qblade.chord | intermediate | m | [3.542, 3.5829065688610924, 3.8701677888975055, 4.113082662273744, 4.386184316700438, 4.5705983562554815, 4.6343256119198495, 4.646781924312676, 4.545529346958071, 4.426741607305162, 4.320291925514559, 4.205548041683577, 4.080209090674618, 3.9498741541952938, 3.8144707942245812, 3.6834791267944174, 3.5568910997434435, 3.4298965523912854, 3.3026551714743477, 3.1754137920031074, 3.0481724135647097, 2.9209310350823983, 2.793689656426132, 2.666448158844707, 2.5392068063848345, 2.416417405464169, 2.280796764281841, 2.1030278893097076, 1.5245990923819477, 1.419] | chord at airfoil locations
aeroelastic_qblade.theta | intermediate | deg | [13.308000180172, 13.308000180172, 13.308000180172, 13.308000180172, 13.308000180172, 13.27998884375364, 12.335570816951353, 11.299851335869668, 10.608203094087314, 9.975417328120727, 9.387115627540592, 8.785040906252279, 8.155968680944982, 7.51563610678596, 6.863446722622106, 6.233104839458657, 5.624189458687656, 5.012955961696406, 4.403133829816835, 3.821482956674538, 3.272695988895811, 2.8162941264888617, 2.4142451382835444, 2.003730085914454, 1.594414027181603, 1.1799586856042907, 0.7722910916991717, 0.3885197488983106, 0.13623584606856495, 0.10600005688817796] | twist at airfoil locations
aeroelastic_qblade.rthick | intermediate |  | [1.0, 0.989644284867579, 0.8725431227357069, 0.6848030945693581, 0.5017712241540202, 0.3987351373214435, 0.36623504443467997, 0.34586023801070664, 0.33129767634304697, 0.3197641388855598, 0.3084030557720048, 0.2944051296876956, 0.27733730258101197, 0.26020527716117003, 0.24611864861141383, 0.23464381546713864, 0.22434731219913395, 0.21431101965841373, 0.2028777183810298, 0.18938787997289533, 0.18061066859928146, 0.18, 0.18, 0.18, 0.18, 0.18, 0.18, 0.18, 0.18, 0.18] | relative thickness of airfoil distribution
aeroelastic_qblade.ac | intermediate |  | [0.5, 0.4956894888651861, 0.447558934821851, 0.3724981042417993, 0.3038687597242067, 0.275, 0.275, 0.275, 0.275, 0.275, 0.275, 0.275, 0.275, 0.275, 0.275, 0.275, 0.275, 0.275, 0.275, 0.275, 0.275, 0.275, 0.275, 0.275, 0.275, 0.275, 0.275, 0.275, 0.275, 0.275] | aerodynamic center of airfoil distribution
aeroelastic_qblade.coord_xy_interp | intermediate |  | [[[0.9999999999999998, 4.336808689942018e-19], [0.999310113472703, -0.022458662776405094], [0.9977156747146716, -0.04481597788321213], [0.9955181329469308, -0.06708079917920928], [0.9919396862074491, -0.08919315157447237], [0.9874356440341693, -0.11110058375506152], [0.9819915326294707, -0.1327586545797957], [0.975626529462686, -0.15412712184956692], [0.9682675382227565, -0.17512661114177105], [0.9600606107281728, -0.19575847919035488], [0.9509265666015069, -0.2159363078916257], [0.9409403354275221, -0.2356383539369196], [0.9301479657016355, -0.25483397354807125], [0.9185415472119017, -0.27346355046334336], [0.9061818532599231, -0.2915091340658063], [0.8930916444348403, -0.30892667274752666], [0.8793058160179221, -0.32568448178550335], [0.8649045992106825, -0.3417904599428264], [0.8498519199312867, -0.3571497281866142], [0.8342455035576795, -0.3717941767975284], [0.8181212017044299, -0.3856982435999456], [0.8014930485318991, -0.39881216938094055], [0.7844334870013709, -0.411156320613968], [0.7669737666731877, -0.42270396259936494], [0.7491624871044766, -0.4334540659386784], [0.7310219145418266, -0.4433631721872983], [0.7126368618751303, -0.4525063986525333], [0.694007845027337, -0.46079516407680154], [0.6751845969458387, -0.4682485934576786], [0.6562257930050002, -0.47490858582269957], [0.6371774555615161, -0.4808088426081778], [0.618038507550428, -0.48581809050568], [0.5988819912454483, -0.49006763002186154], [0.579739650495367, -0.49355633014005473], [0.5606406879428678, -0.49626787573508435], [0.5416244297290831, -0.4982520987406433], [0.5227143691038316, -0.49943314123860055], [0.5039513335119743, -0.4999223247247999], [0.4853620963160047, -0.4997380488138091], [0.46697307143353983, -0.49886883192034326], [0.44881112450742094, -0.4973536591223899], [0.4309043502757591, -0.49516304726634575], [0.413271363469139, -0.4923831822256312], [0.3959385296838809, -0.488993189490426], [0.37891769256131813, -0.4850608996009498], [0.36223201735528465, -0.48058499829206475], [0.3458913117197512, -0.4756121433781119], [0.3299202954617155, -0.47013281848769356], [0.3143240807655798, -0.4641965662803957], [0.2991074237497537, -0.457844201721311], [0.2842972618229185, -0.4510612235414027], [0.2698993229458805, -0.44387977909455717], [0.2559150188710926, -0.4363369395971797], [0.24234860887904425, -0.4284599351869233], [0.22920570242422245, -0.42027068732007816], [0.21648870045744983, -0.4117940145070322], [0.20419913639880613, -0.4030536555085155], [0.1923373779175772, -0.39407285495969185], [0.18090314103472596, -0.3848737799912002], [0.1699007465446024, -0.3754717387644647], [0.15931967390528448, -0.36589609231812326], [0.1491558741675362, -0.35616753030955783], [0.1394043080417189, -0.3463063195144983], [0.13005953149816488, -0.3363315602706393], [0.12111737925678266, -0.32625984615756204], [0.11261094866931468, -0.3160760637949729], [0.1044972827853424, -0.30582911345429314], [0.09675955375727384, -0.29554192275544366], [0.08938455682996531, -0.2852324577091274], [0.08236650339543387, -0.2749118997200268], [0.07575692236959942, -0.2645541464243929], [0.06950117317228469, -0.25420473430372753], [0.06356955827980676, -0.24388750598756093], [0.05794658337208492, -0.23361518372392842], [0.05269144884714007, -0.22336119546093497], [0.047768514971428935, -0.21315258469469006], [0.043118574375617155, -0.20302140462239798], [0.03875535749200771, -0.1929635142905562], [0.03473293759139035, -0.18296247772519303], [0.03096234160336464, -0.17305818109840526], [0.027444217361930416, -0.16325127755489982], [0.02421743855009463, -0.15353217826076873], [0.021200382231983592, -0.14393132190862676], [0.018436446787367028, -0.13443452183279775], [0.01594409751520625, -0.1250417519552673], [0.013625364061802184, -0.11578036747099697], [0.011553843096176259, -0.10663358145699245], [0.009663029267988323, -0.0976194418392808], [0.007966188852572413, -0.08873289691791561], [0.0064915665100005095, -0.07997244435331433], [0.005152828965165052, -0.07135273906847964], [0.004028664438844864, -0.06286333655364616], [0.002989965084555453, -0.05452115695010538], [0.002205487047828941, -0.04630604496940855], [0.0015054240704896638, -0.03823766417631746], [0.000968201091584951, -0.03030716171339099], [0.0005515446627134147, -0.022518749411906385], [0.0002653664021357644, -0.014871199858295193], [8.9039329764774e-05, -0.007365028943058316], [0.0, 0.0], [8.900962772126275e-05, 0.007363561990107389], [0.00026518444396752487, 0.014865268559062363], [0.0005509333091508455, 0.022505263896775644], [0.0009666759055770172, 0.030282947154827714], [0.0015026597623462431, 0.03819943815200925], [0.002199988057285168, 0.04625052666134543], [0.002982053857501411, 0.05444483263255158], [0.004016144757350506, 0.06276279058584346], [0.005133824803336867, 0.07122454084110141], [0.0064657703953243505, 0.07981283306518365], [0.007930976710904728, 0.08853840995198978], [0.00961937501988019, 0.09738574313235833], [0.01149080450620685, 0.10635882911176985], [0.013548881011865688, 0.11545915206081463], [0.015847899686502763, 0.12467111053728339], [0.01831818956961289, 0.13401076324985198], [0.02106150390453491, 0.14344916545926298], [0.02404162181606755, 0.15299206592539097], [0.027235227274345842, 0.16264734585653196], [0.030717107259710243, 0.17238665435784548], [0.034435598237709995, 0.18222433446561942], [0.0384117329063606, 0.1921518491435322], [0.04272767489707802, 0.20213100263008532], [0.047311140242092355, 0.21218675460779512], [0.05216685656067009, 0.22231551940478803], [0.05736038875178387, 0.23248086765582374], [0.0628996758986949, 0.24267031896347732], [0.06873478613884447, 0.2529069750979339], [0.07489693399410334, 0.2631689206833757], [0.08141550364173349, 0.27343114294371595], [0.08831854810544217, 0.28366562248371535], [0.09556164968618143, 0.29389571318003715], [0.10316190942808337, 0.3041027742324407], [0.11113752118302991, 0.31426464240993146], [0.11950388478206951, 0.32435856211366987], [0.12828723771405454, 0.33434944119891485], [0.13745549948940025, 0.34425407558231774], [0.14701725708344926, 0.3540531149237791], [0.15697988667619772, 0.3637265508690636], [0.16734946310365414, 0.3732538833746503], [0.17813290274297466, 0.3826118160770229], [0.18935085096380544, 0.3917583067071239], [0.2009847160309968, 0.40069529426239026], [0.21303476434878924, 0.40940187435619213], [0.22550080578318543, 0.4178559439044059], [0.23838152340985075, 0.4260350093722626], [0.25167457754377326, 0.433915964052831], [0.2653756882936202, 0.44147676472933994], [0.2794783875490727, 0.4486972018482934], [0.2939759116741604, 0.4555552446987327], [0.30887191191509034, 0.46200129022099895], [0.32415412396274634, 0.46801713600945327], [0.3398040988085606, 0.4735991335995822], [0.3558032526126016, 0.47874397515199507], [0.3721608147979496, 0.48335255978566405], [0.3888492369235169, 0.4874459287140901], [0.40584595639317056, 0.4910193773338437], [0.42314408870229003, 0.4939993018639285], [0.4407141237781399, 0.49641731982335], [0.4585392037765559, 0.49822494396960454], [0.4765956688717241, 0.4994079326200873], [0.4948603977754923, 0.49996242147273856], [0.5133061702015475, 0.49979105337718], [0.5319058735902094, 0.4989429945720848], [0.5506268737388514, 0.4973685699826268], [0.5694445969688418, 0.4951001855648567], [0.5883296725914272, 0.49212174466377334], [0.6072302047284699, 0.4883239016651495], [0.6261288693787725, 0.48378487619702326], [0.6449808395959229, 0.4784592054973735], [0.6637614847140635, 0.472378262404636], [0.6824233377242515, 0.46550043581879735], [0.7009169091050262, 0.4578040861929146], [0.7192197894143488, 0.44932573335507736], [0.73729483234536, 0.44007054928271094], [0.7550723529294948, 0.42998479446725035], [0.7725425490187585, 0.4191325157666161], [0.7896512521946386, 0.40749850593827613], [0.806361854431375, 0.3950985828032612], [0.8226178261871462, 0.38192709606565783], [0.838395938869225, 0.3680202004652146], [0.8536664352266886, 0.3534061981029239], [0.8683331945059514, 0.3380478237074927], [0.8824250539355032, 0.322033605271093], [0.8958799738812888, 0.3053653705881875], [0.9086336283811663, 0.28804842984712353], [0.9206886635755726, 0.2701428174256849], [0.9319849287536027, 0.25166247186650587], [0.9425076208070479, 0.23265305742574474], [0.95223782490726, 0.21315492288986485], [0.9611337412723463, 0.19319814477847605], [0.9691357623931091, 0.17280962811003842], [0.9762861395319717, 0.15205977248441663], [0.9824807425059061, 0.13096073690998672], [0.9877804271976285, 0.10958307738520225], [0.9921627636228181, 0.08796663966495433], [0.9956451517766974, 0.06615314798662696], [0.9977673067134226, 0.044194443299023556], [0.999327245898236, 0.022146577662310228], [1.0, -6.938893903907228e-18]], [[0.9999999999999998, -0.00017952331745353013], [0.9989072305493255, -0.02192870052555849], [0.9969426119812309, -0.04353347240471221], [0.9943955293630373, -0.06505911790269923], [0.9905129614341251, -0.0864660263017899], [0.9857375255143936, -0.10770860724953868], [0.9800557140901692, -0.1287331387103188], [0.9734875248953822, -0.1495043953282268], [0.9659642790682283, -0.1699480534063382], [0.9576277524129259, -0.190062763309597], [0.948403356998999, -0.2097686789227675], [0.9383630110159137, -0.22903996990138142], [0.9275526666986719, -0.2478495292751847], [0.915963933763798, -0.26613603679913256], [0.9036541981390039, -0.2838780483075763], [0.8906452690740866, -0.3010322288047926], [0.8769691804978788, -0.31756387365924726], [0.8627016168137064, -0.333476389006762], [0.8478070918582625, -0.3486769275113113], [0.8323786585866852, -0.3631934962973233], [0.8164506859110362, -0.37700154909957373], [0.8000328907888604, -0.3900441398172634], [0.7831959289523561, -0.4023431739936021], [0.765968849734547, -0.4138703421301702], [0.74839571681804, -0.42461894882383694], [0.7304994818007313, -0.4345502588266684], [0.7123619500508022, -0.44373711615571815], [0.6939464621104862, -0.4520914313362356], [0.6751266799548259, -0.4596251118566586], [0.6561713377472845, -0.46638060328345327], [0.6371264201874912, -0.47238809097939327], [0.6179908452592991, -0.4775156281188819], [0.5988376173197261, -0.4818923441797031], [0.5796984818774347, -0.48552155359816973], [0.5606026151993089, -0.4883817227326583], [0.5415893361602548, -0.4905237784997024], [0.522682130928623, -0.49187216975300124], [0.5039218210095051, -0.4925423534007364], [0.4853351774252542, -0.4925554153289345], [0.46694860898747836, -0.49190354713492634], [0.44878897191847256, -0.49062169206469075], [0.4308843598255703, -0.48868737962228215], [0.41325338633774616, -0.4861829164443885], [0.3959224115485218, -0.4830818726286019], [0.3789032912280716, -0.47946621737694317], [0.36221918803902214, -0.47532517008413117], [0.3458799184228904, -0.4706941038922647], [0.3299102065539657, -0.4655731694824538], [0.31431517659177793, -0.46000686895445037], [0.29909959681811443, -0.4540197253638056], [0.28429040858555354, -0.44760287982003505], [0.269893351482808, -0.4407781761149183], [0.2559098482140972, -0.43357741373614445], [0.24234416477043247, -0.4260264443396598], [0.2292019176920097, -0.41814158984365735], [0.21648550854266177, -0.40995852934343585], [0.2041964770602947, -0.40149255866083444], [0.1923351951347997, -0.3927680047912268], [0.1809013783446464, -0.38381304897361157], [0.1698993519121766, -0.3746391056809714], [0.15931860039517098, -0.36527469091628795], [0.1491550763208997, -0.3557445677464198], [0.139403744545768, -0.34606583090086834], [0.13005916234035905, -0.33626073034047943], [0.12111716649059842, -0.32619305646078134], [0.11261085192839275, -0.3160125933170522], [0.10449726895617048, -0.30576883569237245], [0.09679320410427487, -0.2954847414389036], [0.08945747756209402, -0.28517821722763037], [0.08247343364336114, -0.27486050944864354], [0.07589045543448387, -0.26450552169340386], [0.06965629745066902, -0.2541587853802477], [0.06374309883456139, -0.2438441132417892], [0.0581352290450754, -0.23357425468031104], [0.05288914515655649, -0.22332266389293104], [0.047970355035416315, -0.21311637199711278], [0.04332290651745217, -0.20298742317934135], [0.03895920746731169, -0.19293168609021982], [0.03493078416207374, -0.18293274402869386], [0.03115227000017187, -0.17303047167566712], [0.027575654703403753, -0.16322552186386313], [0.02429283208822267, -0.15350831809209933], [0.021227931480835245, -0.14390928922543078], [0.018437603499794595, -0.1344142516372875], [0.0159449760184695, -0.12502318960715947], [0.013626056338096165, -0.11576345558463734], [0.011554381353334258, -0.10661827261215767], [0.009663450452638573, -0.09760569219201028], [0.007966512612454242, -0.08872067085493174], [0.0064918001266073425, -0.07996171101071538], [0.005153006452408268, -0.07134345870878843], [0.004028795466821938, -0.06285547618444726], [0.0029900987020501494, -0.05451468123850888], [0.002205608821971041, -0.04630093964178091], [0.0015055718737547433, -0.03823391373117563], [0.0009704903276133985, -0.030304759274312493], [0.000557571178220806, -0.02251768415286431], [0.0002690142263301379, -0.014871457400389122], [8.956084535229877e-05, -0.007366589402239739], [0.0, 0.0], [8.983016652611787e-05, 0.007359421010299501], [0.00027003198910531155, 0.014859822225864508], [0.0005637246450633853, 0.02249848987081369], [0.0009828141145889018, 0.030274831624996414], [0.001506077267895818, 0.038189972507088506], [0.002200128427374732, 0.04623970782266091], [0.002982164862569091, 0.05443265264296015], [0.004016230992221335, 0.06274924541652366], [0.005133934400148048, 0.07120960141297322], [0.006465916950369556, 0.079796466487559], [0.007931191518785852, 0.08852057304953818], [0.009619659345057584, 0.09736641022318902], [0.011491174127144867, 0.1063379656078171], [0.013549351010824082, 0.11543672067208226], [0.015848473833881067, 0.12464707460215756], [0.018318905991104976, 0.1339850653798674], [0.021062369572770002, 0.14342175953281963], [0.024042665638887274, 0.15296289444138847], [0.027236506807604744, 0.1626163349319506], [0.0307186476174727, 0.17235375214520302], [0.034437490431689505, 0.1821894621115246], [0.038441605825361255, 0.1921149263740023], [0.04281467978343937, 0.20209196941411758], [0.04746394672879426, 0.21214551739953022], [0.05239323943927173, 0.22227197750469785], [0.05765268187204804, 0.2324349362346899], [0.06319469335228844, 0.24262190477015697], [0.06903062018661991, 0.25285596864317633], [0.07519021585418266, 0.2631152115560304], [0.08170111982465775, 0.27337463407941703], [0.08859040630552223, 0.28360619612862686], [0.095815319413695, 0.29383327120260855], [0.10339276597318128, 0.3040371679960021], [0.11133929545651379, 0.3141957730680655], [0.11966953282462318, 0.3242863104510183], [0.12840834886653377, 0.3342737169502773], [0.13752504971899954, 0.3441747610596614], [0.14702828734206677, 0.35397006352039323], [0.1569797966599667, 0.3636396536599423], [0.16734921006387976, 0.3731630169330937], [0.17813242317294004, 0.382516222879074], [0.1893500747773002, 0.3914699457082266], [0.20098357024675348, 0.4002053180629496], [0.21303317259388058, 0.4086934601691902], [0.2254986845781067, 0.41692281535633996], [0.23837878464962448, 0.4248656606042966], [0.25167112601072494, 0.43250376111044564], [0.2653714238165963, 0.4398149014958205], [0.27947320313102875, 0.446783382591702], [0.29396969475393575, 0.4533877054637317], [0.3088645394682473, 0.45958691929641854], [0.3241454695008045, 0.4653579351147241], [0.33979403473947073, 0.470700531478202], [0.3557916510301881, 0.4756045989535095], [0.37214753677568085, 0.4799804676302657], [0.3888341473913667, 0.4838440002883117], [0.40582892340434557, 0.4871917839636249], [0.4231249778677014, 0.4899552319679486], [0.4406928053088806, 0.4921557172596325], [0.45851554888810664, 0.4937488213083496], [0.4765695543709695, 0.49472172303938966], [0.4948317040561554, 0.49507061701275357], [0.5132747885654244, 0.49470372650404326], [0.5318717047125021, 0.493672265419179], [0.5505898263799675, 0.4919210141102811], [0.5694045931419484, 0.4894869504489927], [0.5882866461540374, 0.48635432130863904], [0.6071841103404585, 0.4824133798475936], [0.6260796735179527, 0.47774519804052773], [0.644928530642822, 0.47230302917467626], [0.6636528061201544, 0.4661205618193022], [0.6821209891283605, 0.4591595589025461], [0.7004219888725932, 0.4514019003056829], [0.7185330823461449, 0.4428791511521788], [0.7364183771853617, 0.4335969425781875], [0.7540129509155445, 0.4235121322179463], [0.771306558836051, 0.4126839174118153], [0.788246288351973, 0.4010954343937392], [0.8047979506266615, 0.38876651555555813], [0.8209066540961848, 0.37569011360556753], [0.8365501236053926, 0.3619015102866673], [0.8517001808894137, 0.34743000811380603], [0.8662636825374627, 0.3322384146850637], [0.8802692139122595, 0.31641417723200305], [0.8936572964042351, 0.2999605739774645], [0.9063658946342474, 0.28288261803600845], [0.9183979513377454, 0.26523900781396353], [0.9296939268497103, 0.24703812124215904], [0.9402419112553424, 0.2283320156805774], [0.9500230164024567, 0.20915691043383328], [0.9589992110144386, 0.1895484240601359], [0.9671104062470031, 0.16952431115123767], [0.9743995134204778, 0.14915872574589795], [0.9807653811749952, 0.1284613199917155], [0.9862679357376057, 0.10750370079939031], [0.9908859358854808, 0.08632491175823857], [0.9946336064748766, 0.06495760843757993], [0.9970674813194434, 0.04345852427674885], [0.9989611472611919, 0.021887440312441775], [1.0, 0.0001736535944916292]], [[0.9999999999999999, -0.0018043796904708503], [0.9946475534254438, -0.016317122420201377], [0.9887348782319083, -0.030259601931057745], [0.9824405349276113, -0.04426603572913095], [0.9752665536665583, -0.05849031443495383], [0.9675278100834671, -0.07295440427111995], [0.9592210491061617, -0.08751724688654576], [0.9503732911760023, -0.10219373275560817], [0.9409579735188678, -0.11696148662300418], [0.9310728958354298, -0.1317921238492373], [0.9206856665928691, -0.14667156760399103], [0.9098377800872443, -0.16153313867555943], [0.8985704790052821, -0.17638378251730877], [0.8868699305020271, -0.19114446412096944], [0.8747598862980224, -0.20575753215647968], [0.8622513478677569, -0.22018543023430112], [0.8493488093701538, -0.2343623015728162], [0.8360847137205993, -0.2482460332283804], [0.8224289049626166, -0.2617636785216844], [0.8084297754081412, -0.27490383970639837], [0.7941063122692876, -0.2876506636254823], [0.7794320644276638, -0.2998791815672784], [0.7644585114975334, -0.31162474712313354], [0.7491950157736468, -0.322844415764902], [0.7336461676598659, -0.3334775765154121], [0.7178390020581608, -0.3435308489752221], [0.7018263423766565, -0.3530528286257915], [0.6853131916600983, -0.3619616712509154], [0.666950768454457, -0.37020174323243527], [0.6484544439606796, -0.3778192847467356], [0.6298651419746989, -0.38481034362540767], [0.6111811803569828, -0.39104146952896573], [0.5924702619777669, -0.39661675732446583], [0.5737641634558447, -0.40158030676351586], [0.5550885026413885, -0.405862757701682], [0.5364814334749025, -0.40952308659778913], [0.5179654073926292, -0.41249116597936747], [0.49958017970447416, -0.4149138441057243], [0.4813520690150129, -0.41683451599876253], [0.4633066598336307, -0.4182763917560746], [0.4454694548015352, -0.41923499925770663], [0.4278682398640799, -0.4197485178254641], [0.4105213921875317, -0.4198588356966982], [0.39345441865254, -0.41948879702781183], [0.37668068507090346, -0.41883722636295057], [0.3602229104003764, -0.41780711220878375], [0.3440920080639638, -0.41633292290898816], [0.32831315599173544, -0.4144946407770171], [0.3128930171814918, -0.4122912897150658], [0.2978379343133738, -0.40960743494210805], [0.28317523806436784, -0.4064830994242682], [0.2689121319233148, -0.40285740302568723], [0.25505147919543647, -0.39871975236879065], [0.24159837188334926, -0.39408849609706903], [0.22855931865207363, -0.3889378883985787], [0.21593673900636987, -0.3833938657889852], [0.20373296643911157, -0.3774064225251243], [0.1919489291687334, -0.37100975360034005], [0.18058418240268626, -0.3642825582765277], [0.16964362226113766, -0.3572059624924181], [0.15911745273045996, -0.3498023803319722], [0.14900178574817743, -0.3421295284567806], [0.13929218052606918, -0.33417993446311384], [0.12998334476726192, -0.32600101586541], [0.12107138973576131, -0.31639956132195773], [0.11258878811998978, -0.3066689807997969], [0.10449385266667989, -0.29685958451168915], [0.09709777167552106, -0.28699792140454256], [0.0901174793824987, -0.2770944919012595], [0.08344125385344557, -0.2671686141667197], [0.07709905638150122, -0.25719507467796565], [0.07106031936780939, -0.24721851059941927], [0.06531380552809724, -0.23725890125927596], [0.059842651391924885, -0.2273323664062977], [0.054678484351229226, -0.2174157392902739], [0.049797199140973844, -0.20753446239415468], [0.04517230629226885, -0.19771919463409432], [0.040804243177493635, -0.18796712419701814], [0.03672148336379578, -0.17826429302809177], [0.032871302214742375, -0.1686489879935246], [0.028870768498765065, -0.1591217626396317], [0.025092482362391047, -0.14967471332652907], [0.021620170088439486, -0.1403367850400133], [0.01860162666304125, -0.13109424971276618], [0.016072671715249422, -0.12194839548126898], [0.0137288862084201, -0.11292609086255732], [0.011636000554267362, -0.1040119128853817], [0.009728556203173708, -0.0952242774322535], [0.008017547080631288, -0.08655922744245097], [0.006529513885077808, -0.07801586394165493], [0.005182119820703469, -0.06960767052726799], [0.004050530128804833, -0.06132512176916321], [0.003011620589365903, -0.0531847356121422], [0.002224625698016434, -0.045169214753213616], [0.0015272604699757809, -0.03729799599523606], [0.0010075451225290304, -0.029563426125262967], [0.0006194598671291611, -0.021969206575436464], [0.000302591701471522, -0.014513660625558865], [9.428105628666295e-05, -0.007196622345816274], [0.0, 0.0], [9.72568213210972e-05, 0.007157620453537402], [0.0003139068724483103, 0.014469884224937586], [0.000679498372798088, 0.02191724219339036], [0.0011375937768556966, 0.029500164468996563], [0.00156159825012144, 0.03722045188494826], [0.0022215047702640227, 0.045074620503196106], [0.0030003872619557962, 0.053070547905074705], [0.004031400800592171, 0.06118916395315586], [0.00515330459503554, 0.06944723293332714], [0.006491514403925207, 0.07782709299578143], [0.007967697109761073, 0.08633812982896204], [0.009667097276473762, 0.09496711532652274], [0.011551727753110577, 0.10371686931512591], [0.013625034437641027, 0.11258852091865779], [0.015939582914034675, 0.12156658205979305], [0.018430562922364637, 0.13066437314648296], [0.021195115502067634, 0.1398544781309198], [0.02420000705528905, 0.1491411650485729], [0.027425670142727485, 0.15853015964802028], [0.030942164929631446, 0.16799608163125745], [0.03470641720012536, 0.17754971668239453], [0.03896170847903754, 0.1871823740481141], [0.043804727137895016, 0.19685859652180254], [0.04903790378891781, 0.2065989095477526], [0.05456875744485426, 0.2163988601431537], [0.06029821196801064, 0.2262241769026968], [0.06586488125000767, 0.2360613640670692], [0.07170819903655332, 0.2459313205595725], [0.0778446949836897, 0.2558121087336514], [0.08428621730193386, 0.26568055624642467], [0.09105098098307877, 0.2755061804575544], [0.09811127115544402, 0.28531459732505726], [0.10548223676659065, 0.29508090835019435], [0.11316554409558587, 0.30478933298348654], [0.1211688047935185, 0.3144147468133568], [0.1295045197191044, 0.3239258107829555], [0.13815454529323584, 0.3333358396919317], [0.1471281216491914, 0.342621802895656], [0.1569591886016653, 0.3517686226654065], [0.16729582324608333, 0.3607540253856762], [0.1780370424883647, 0.3695534786902166], [0.1892025396354689, 0.37664066856492895], [0.20077346584064962, 0.38343856219567085], [0.21274968953309872, 0.3898558206693932], [0.22513007538013727, 0.3959634676793526], [0.23791274674935942, 0.40169282793476274], [0.2510944495948164, 0.40706502387336324], [0.2646703331535006, 0.41205478518604005], [0.278633072215064, 0.4166845469570075], [0.2929752540701755, 0.4209361559780243], [0.3076991585379319, 0.4248421258994033], [0.3227921725840245, 0.4283417154612281], [0.3382358357133837, 0.43146318654045956], [0.35401165068667784, 0.4341420790113741], [0.3701273977620041, 0.4363708837109297], [0.3865562079920646, 0.4381229306341415], [0.40327606981274, 0.4394057837602402], [0.42027984667192786, 0.44019648136249806], [0.43753880656096333, 0.4404313386134316], [0.45503632404824795, 0.44010080922182554], [0.47274960424861767, 0.4392045750945221], [0.49065611689122424, 0.4377387608605305], [0.50873020150421, 0.4356632720702339], [0.5269460783725309, 0.4330432349862433], [0.5452723471416954, 0.4297806330515783], [0.5636862500957233, 0.425948976039212], [0.5821600840167751, 0.4215364031868141], [0.6006448842771132, 0.4164349973677112], [0.6191248999914001, 0.4107461345759091], [0.6375583432859854, 0.40441515405744266], [0.6555013762444784, 0.3974932494142908], [0.6722463528699587, 0.3899738095904755], [0.6888426881444575, 0.38187103653433646], [0.7052662975499019, 0.3731727281485228], [0.7214929918862432, 0.3638884515762321], [0.737499541726094, 0.35407036919664747], [0.7532728356468098, 0.3437335837534809], [0.7687730313437057, 0.3328482550047512], [0.7839873945485429, 0.32146913201800265], [0.7988776415674018, 0.30957842804860064], [0.8134307342962264, 0.29720307187133943], [0.8276331088111164, 0.28438064677240665], [0.8414213261873521, 0.27107698148291176], [0.8548208236659005, 0.25736727910957297], [0.8677966978882582, 0.24326830537142322], [0.8803096337391565, 0.22878319660727114], [0.8923654118271348, 0.21395734149584522], [0.9039129206778471, 0.19874920690096234], [0.9149654997886625, 0.18326704329256077], [0.9255059382262775, 0.16750930942267064], [0.9355308799023773, 0.15156221378624177], [0.9449793092179297, 0.1353598961882808], [0.9538983194649159, 0.11900896136671762], [0.9622175332827905, 0.1024964566274273], [0.969986513266298, 0.08590137131526934], [0.9771959306519012, 0.06925471139153136], [0.9838313664652211, 0.05250305543794552], [0.989615253076156, 0.035741751930719885], [0.9950744387089697, 0.019042431400282975], [1.0, 0.0017453834049110343]], [[1.0, -0.0031503867278518767], [0.9888537117972243, -0.008654884196065837], [0.9774339608049724, -0.013459040324021223], [0.9658377126648754, -0.018650993636625212], [0.9538877021046901, -0.02449075677623736], [0.9417517240323107, -0.031023785992847587], [0.9294417044886332, -0.03803638251283144], [0.9169891573182799, -0.045579702199864056], [0.904409151080459, -0.05368266711683828], [0.8917461790217145, -0.06228142681345361], [0.879004018532665, -0.07141768470121611], [0.8661906394881901, -0.08098507493396409], [0.8533302863080632, -0.09101096978264712], [0.8404036409462724, -0.10140039680123358], [0.8273994307872795, -0.11205739139043451], [0.814314308831559, -0.12294678274538177], [0.8011275260017569, -0.13397305351797412], [0.7878313881299976, -0.14505061710049943], [0.774402431037869, -0.15612923631591], [0.7608457457593051, -0.16715745315573466], [0.7471619058019191, -0.17812266564921325], [0.733307682013537, -0.1888557549462062], [0.7193079423290826, -0.19939429271103068], [0.7051574259709481, -0.20968724190947297], [0.6908339364034569, -0.21963134122323588], [0.6763602230251469, -0.22927076700535504], [0.6617577711647412, -0.23862014079452212], [0.646755758635561, -0.2476120114405984], [0.6301211920132372, -0.25614021007945104], [0.6133836376819737, -0.2642453429674806], [0.5965638777863681, -0.271889971387129], [0.579658556074787, -0.27896270704870374], [0.5627120259482546, -0.2855224412397689], [0.5457540876368274, -0.2916406644585121], [0.5287960476431912, -0.29721458285194463], [0.5118693625429585, -0.3022982019689024], [0.49499145740395617, -0.3068376673479498], [0.4781949130564594, -0.3109707509750013], [0.4615027386963839, -0.31474740123694517], [0.44493572755558697, -0.31820347256319864], [0.42851303781447775, -0.3212976336271049], [0.4122595276410461, -0.32410035116126584], [0.3961916658497023, -0.3266062430679485], [0.38033032009902495, -0.32870503349486546], [0.3646935530064633, -0.3306355546342344], [0.3493012732711066, -0.3322442282111851], [0.33416784096498936, -0.33340140161105725], [0.31931878281045406, -0.33421839511224916], [0.30476611427269923, -0.33466584697813934], [0.2905217842746004, -0.3345531854041749], [0.27661313348310956, -0.33394891499280405], [0.26305211028805725, -0.3327679066514219], [0.2498469694155384, -0.3309829103302205], [0.23700526048936768, -0.3286213391826173], [0.22453638457266914, -0.3256518879161868], [0.21244212752638375, -0.32223949099448457], [0.20072737657929127, -0.3183197981349275], [0.18939515482976207, -0.3139317988705971], [0.1784432753209248, -0.3091791326175561], [0.16787864150402146, -0.3040339195703817], [0.15769469317569793, -0.29851682085722553], [0.14788774976413424, -0.292697034895892], [0.1384561423603846, -0.2865598327886817], [0.12939491136171022, -0.2801602626428594], [0.12070122558753114, -0.2724219221626707], [0.11240183165521915, -0.26452335710173447], [0.10446321421966533, -0.25650039571569627], [0.09735007095628402, -0.24838871562626805], [0.09066421514924178, -0.24017556312510793], [0.08424298183096163, -0.23190513930832754], [0.0781002435676953, -0.22355664740541767], [0.07222339040134251, -0.2151688266113176], [0.06661495577021664, -0.20674841922204681], [0.06125705486339808, -0.19832190570561078], [0.056160746530389556, -0.18987794092292076], [0.05131052983475836, -0.18143646522171428], [0.04670432176955781, -0.17302071766631935], [0.04233264352805048, -0.16463345305465515], [0.03820487215272276, -0.15626905940801994], [0.0342953231292801, -0.14795902884181478], [0.030264236953310483, -0.1397028922429652], [0.026190252064293183, -0.13149957230922263], [0.022507303824894638, -0.123370323929188], [0.01934814472305947, -0.11530374760570776], [0.016686234056764733, -0.10730535640261761], [0.014245259225772256, -0.09939883504273381], [0.012062363976719512, -0.0915743099011639], [0.010080669992571019, -0.08385037521985615], [0.008302960342850042, -0.07622718160848606], [0.006748719157282729, -0.06870577844368847], [0.0053555337894393, -0.061295352328490184], [0.0041821623925365975, -0.05399007262884954], [0.003136270759487897, -0.04680393260691428], [0.002329314108778794, -0.039730998560162524], [0.0016335402268942904, -0.03278914761063853], [0.0011023963888968462, -0.025975815171162705], [0.0006951521071924825, -0.01929295354049715], [0.00033211259684817664, -0.01273745913588207], [9.81912093568564e-05, -0.006307169618057123], [0.0, 0.0], [0.00010340895253973456, 0.006294423377730101], [0.00035025217823942003, 0.012718929209527427], [0.0007754036200941107, 0.019264044982356406], [0.0012922962671970786, 0.02593355316550053], [0.0017041596993391719, 0.03273169236874666], [0.002334054844871322, 0.039657597853782194], [0.0031090559688075376, 0.04671531662536376], [0.004130944438761722, 0.05388733463886073], [0.00528116929412912, 0.06117725080151137], [0.006657950569530826, 0.06856692452177478], [0.008196531242163983, 0.07606076989090892], [0.00995683131784688, 0.08365389717049777], [0.011911738349326831, 0.09134479773982744], [0.0140631966654794, 0.09913331637908057], [0.016454767237286734, 0.10700472313837757], [0.019043136476425814, 0.11496226684676107], [0.02190290027278537, 0.12298460580537088], [0.025012816682545395, 0.1310708166721815], [0.02836669871858359, 0.13921879644075372], [0.03201226544816703, 0.14741475858197298], [0.035936722964200245, 0.15565652271804903], [0.04037224597422591, 0.16393521453244708], [0.045412656250130426, 0.17222617085963415], [0.05099116133924905, 0.18053353513584033], [0.05675554359716325, 0.18885053886756722], [0.062489730052871555, 0.19715153657572318], [0.06807682549390755, 0.2054203917096492], [0.07392626583618087, 0.21366925381355767], [0.08004362631585579, 0.22187722220710465], [0.08642767389742859, 0.23002876096074204], [0.09308928472917694, 0.23808736423277727], [0.10001320369126729, 0.24608325480559637], [0.10721312353235965, 0.25397318047254713], [0.1146783815137226, 0.2617626409248996], [0.12241077956408469, 0.26942142143771636], [0.13041257147446797, 0.27693118174687553], [0.1386760101359092, 0.28429402727267433], [0.1472108229157115, 0.29147496776806825], [0.15678406477836854, 0.2984765249238153], [0.16687133051518338, 0.3052715016249648], [0.17731906495288832, 0.31184997950222204], [0.18814252857705352, 0.3168263300392222], [0.19932333625425108, 0.321493466769797], [0.21086045598835326, 0.32574373658098826], [0.22274920488903352, 0.3296719341456702], [0.234986225322217, 0.33319919258029446], [0.24756518487969006, 0.3363633008372437], [0.2604800724043023, 0.3391312476401921], [0.27372091269214205, 0.3415480447499903], [0.28727887279902076, 0.34359278129455456], [0.30115131108950366, 0.345340679159534 | 2D array of the non-dimensional x and y airfoil coordinates of the airfoils interpolated along span for n_span stations. The leading edge is placed at x=0 and y=0.
aeroelastic_qblade.airfoils_cl | intermediate |  | [[[[-3.2526065174565133e-19]], [[3.469446951953614e-18]], [[-1.3877787807814457e-17]], [[3.469446951953614e-18]], [[-5.551115123125783e-17]], [[3.122502256758253e-17]], [[-5.551115123125783e-17]], [[1.1102230246251565e-16]], [[4.163336342344337e-17]], [[-6.938893903907228e-17]], [[-9.020562075079397e-17]], [[-5.551115123125783e-17]], [[-6.938893903907228e-17]], [[-8.326672684688674e-17]], [[-3.469446951953614e-17]], [[-6.938893903907228e-17]], [[-5.551115123125783e-17]], [[-7.632783294297951e-17]], [[0.0]], [[-3.469446951953614e-17]], [[-4.163336342344337e-17]], [[-6.938893903907228e-18]], [[0.0]], [[-2.0816681711721685e-17]], [[-2.168404344971009e-17]], [[3.469446951953614e-18]], [[1.3877787807814457e-17]], [[2.0816681711721685e-17]], [[-1.734723475976807e-18]], [[1.3877787807814457e-17]], [[0.0]], [[2.7755575615628914e-17]], [[0.0]], [[2.7755575615628914e-17]], [[2.7755575615628914e-17]], [[2.7755575615628914e-17]], [[8.326672684688674e-17]], [[5.551115123125783e-17]], [[0.0]], [[6.938893903907228e-17]], [[6.938893903907228e-17]], [[5.551115123125783e-17]], [[9.020562075079397e-17]], [[4.5102810375396984e-17]], [[4.336808689942018e-17]], [[9.020562075079397e-17]], [[-2.636779683484747e-16]], [[9.020562075079397e-17]], [[6.591949208711867e-17]], [[-2.2551405187698492e-17]], [[1.1188966420050406e-16]], [[6.765421556309548e-17]], [[-2.0816681711721685e-17]], [[-9.020562075079397e-17]], [[-1.734723475976807e-17]], [[9.020562075079397e-17]], [[-4.163336342344337e-17]], [[1.0061396160665481e-16]], [[-6.938893903907228e-18]], [[-6.938893903907228e-18]], [[9.020562075079397e-17]], [[1.249000902703301e-16]], [[3.469446951953614e-17]], [[-4.85722573273506e-17]], [[2.7755575615628914e-17]], [[2.0816681711721685e-17]], [[6.245004513516506e-17]], [[8.326672684688674e-17]], [[3.469446951953614e-17]], [[-6.938893903907228e-18]], [[1.0408340855860843e-16]], [[6.938893903907228e-18]], [[6.938893903907228e-18]], [[-2.0816681711721685e-17]], [[0.0]], [[-2.0816681711721685e-17]], [[0.0]], [[0.0]], [[0.0]], [[0.0]], [[-1.3877787807814457e-17]], [[-2.0816681711721685e-17]], [[2.2551405187698492e-17]], [[-2.7755575615628914e-17]], [[0.0]], [[-1.3877787807814457e-17]], [[2.7755575615628914e-17]], [[5.551115123125783e-17]], [[4.163336342344337e-17]], [[-2.7755575615628914e-17]], [[1.3877787807814457e-17]], [[-4.163336342344337e-17]], [[2.0816681711721685e-17]], [[1.3877787807814457e-17]], [[1.734723475976807e-17]], [[-2.168404344971009e-19]], [[-6.938893903907228e-18]], [[-1.3877787807814457e-17]], [[0.0]], [[-2.7755575615628914e-17]], [[0.0]], [[-1.3877787807814457e-17]], [[4.85722573273506e-17]], [[1.3877787807814457e-17]], [[6.938893903907228e-18]], [[-6.938893903907228e-17]], [[-3.469446951953614e-17]], [[-4.85722573273506e-17]], [[8.326672684688674e-17]], [[2.0816681711721685e-17]], [[1.734723475976807e-17]], [[-1.3314002678121994e-16]], [[1.0408340855860843e-17]], [[9.020562075079397e-17]], [[-8.326672684688674e-17]], [[-8.326672684688674e-17]], [[0.0]], [[1.6653345369377348e-16]], [[-2.7755575615628914e-17]], [[-2.7755575615628914e-17]], [[-9.020562075079397e-17]], [[-2.168404344971009e-19]], [[4.163336342344337e-17]], [[-1.5265566588595902e-16]], [[0.0]], [[9.020562075079397e-17]], [[-9.71445146547012e-17]], [[1.6653345369377348e-16]], [[-1.1102230246251565e-16]], [[0.0]], [[-2.220446049250313e-16]], [[0.0]], [[-2.220446049250313e-16]], [[-2.220446049250313e-16]], [[0.0]], [[-4.440892098500626e-16]], [[-2.220446049250313e-16]], [[-4.440892098500626e-16]], [[-2.220446049250313e-16]], [[0.0]], [[-2.220446049250313e-16]], [[-2.220446049250313e-16]], [[2.220446049250313e-16]], [[-2.220446049250313e-16]], [[-4.440892098500626e-16]], [[-2.220446049250313e-16]], [[-2.220446049250313e-16]], [[-4.440892098500626e-16]], [[-2.220446049250313e-16]], [[0.0]], [[-4.440892098500626e-16]], [[-2.220446049250313e-16]], [[-4.440892098500626e-16]], [[-4.440892098500626e-16]], [[0.0]], [[-2.220446049250313e-16]], [[0.0]], [[0.0]], [[0.0]], [[-2.220446049250313e-16]], [[-2.220446049250313e-16]], [[-2.220446049250313e-16]], [[-1.1102230246251565e-16]], [[-1.1102230246251565e-16]], [[-1.1102230246251565e-16]], [[-1.1102230246251565e-16]], [[0.0]], [[0.0]], [[-5.551115123125783e-17]], [[0.0]], [[0.0]], [[2.6020852139652106e-18]], [[8.673617379884035e-18]], [[-2.7755575615628914e-17]], [[3.469446951953614e-18]], [[2.233456475320139e-17]], [[-1.0408340855860843e-17]], [[1.0408340855860843e-17]], [[2.7755575615628914e-17]], [[9.020562075079397e-17]], [[6.938893903907228e-18]], [[4.85722573273506e-17]], [[4.85722573273506e-17]], [[1.0408340855860843e-16]], [[7.632783294297951e-17]], [[-1.3877787807814457e-17]], [[-8.326672684688674e-17]], [[-6.938893903907228e-18]], [[1.0408340855860843e-16]], [[1.0408340855860843e-16]], [[3.469446951953614e-17]], [[7.979727989493313e-17]], [[-5.204170427930421e-17]], [[5.898059818321144e-17]], [[6.591949208711867e-17]], [[3.469446951953614e-18]], [[3.469446951953614e-17]], [[3.382710778154774e-17]], [[-1.734723475976807e-18]], [[-3.577867169202165e-18]]], [[[3.6286464151860133e-06]], [[0.0034333523603505035]], [[0.006982054591597528]], [[0.010135367843197227]], [[0.012715139123400988]], [[0.015019166839764207]], [[0.01699725515574055]], [[0.018572064835236688]], [[0.019785365861451]], [[0.020643025000632916]], [[0.021191010795397154]], [[0.021403647500243712]], [[0.021425243343048822]], [[0.021105894014364475]], [[0.020572952457240633]], [[0.019784936528533602]], [[0.018787429406339262]], [[0.017594560466258624]], [[0.016206481305985822]], [[0.014664316064071897]], [[0.012965199068566538]], [[0.011135002761043889]], [[0.009191527308637558]], [[0.007143110941807062]], [[0.0050183338354988045]], [[0.0028254652016777085]], [[0.0005862537230250028]], [[3.53057736847788e-05]], [[4.695365700991064e-06]], [[-0.0023101149818390704]], [[-0.005989190295661695]], [[-0.009649576858093228]], [[-0.012980552499139292]], [[-0.015123405090382347]], [[-0.01717864837943403]], [[-0.019137350976026285]], [[-0.020981587765348836]], [[-0.0226876691611749]], [[-0.024254440023693313]], [[-0.02564587242517581]], [[-0.026859047627393884]], [[-0.027879334288537325]], [[-0.028666042449640293]], [[-0.029253323064671422]], [[-0.029576870735660628]], [[-0.029605800971204084]], [[-0.02918868111843538]], [[-0.028958730216717937]], [[-0.02800488100880659]], [[-0.02677099582015177]], [[-0.025237399500513073]], [[-0.024885200086627188]], [[-0.02451228866985946]], [[-0.024120861825900355]], [[-0.023713116642889723]], [[-0.023291250696669857]], [[-0.022857462026572257]], [[-0.022413949109601167]], [[-0.02196291083094591]], [[-0.02149269860487095]], [[-0.020992998031044346]], [[-0.02048136746884286]], [[-0.019953485506146167]], [[-0.019408953961385395]], [[-0.01884896466329878]], [[-0.018269498121503275]], [[-0.01767066898283875]], [[-0.01702062198620031]], [[-0.016305151170600586]], [[-0.015490508276009007]], [[-0.014554847900312341]], [[-0.01347680100568218]], [[-0.012224044079785296]], [[-0.010780103427082556]], [[-0.009115236220121448]], [[-0.0072034203816592896]], [[-0.005021812556021396]], [[-0.0025651400292472926]], [[-0.00020256812450927808]], [[-0.00017558778419515808]], [[-0.00015055336779316864]], [[-0.00012764191425871513]], [[-0.00010747540003410751]], [[-8.990661389916832e-05]], [[-7.482496418438622e-05]], [[-6.19127548554671e-05]], [[-5.08498875811253e-05]], [[-4.1358711054012565e-05]], [[-3.317540076862302e-05]], [[-2.6095964485883805e-05]], [[-1.9941726901215318e-05]], [[-1.4587248212086235e-05]], [[-9.944002082519499e-06]], [[-5.9322419856608355e-06]], [[-2.579142942164131e-06]], [[6.247271733056978e-05]], [[0.0017851031126514608]], [[0.003722404582821817]], [[0.005921904841767897]], [[0.008462628268313316]], [[0.011401087861565795]], [[0.01100748743582524]], [[0.01063128450745809]], [[0.011277110037500478]], [[0.012671477768388742]], [[0.014341174302951676]], [[0.016107813344815092]], [[0.017492744661449205]], [[0.018429308143702743]], [[0.018832302214383007]], [[0.01886425778257681]], [[0.01861011503576028]], [[0.018188838655455425]], [[0.01770194260466522]], [[0.017248702842263805]], [[0.01694358678067001]], [[0.01692340082604736]], [[0.017339390395896714]], [[0.018340646254871737]], [[0.020084055296898745]], [[0.02273138013179634]], [[0.026455050946389957]], [[0.03130454137513572]], [[0.037234188837040744]], [[0.04372971327239476]], [[0.050895454653563585]], [[0.05828179174707092]], [[0.06565884846661463]], [[0.07288775364059497]], [[0.07974250579870668]], [[0.08602469833361193]], [[0.08969426580406314]], [[0.09044996763427604]], [[0.09114188187544192]], [[0.09178223697337984]], [[0.09236850406921726]], [[0.09290715231647795]], [[0.09340243722191777]], [[0.09385842190419491]], [[0.09427958305254647]], [[0.09467020319296227]], [[0.09503439546223413]], [[0.09537677646200615]], [[0.0956882749941026]], [[0.09598340400522343]], [[0.09625553011492971]], [[0.09649636115401972]], [[0.09671782714581556]], [[0.09691666174319069]], [[0.09708191340204442]], [[0.0974691215194472]], [[0.09738869220845747]], [[0.09639870845804066]], [[0.09483275858561435]], [[0.09239959241950313]], [[0.08919615949508786]], [[0.0851772304258891]], [[0.08023033937240953]], [[0.07446335518243496]], [[0.06789936118584627]], [[0.06082965837937748]], [[0.053520900271468275]], [[0.046128809422248174]], [[0.039033161306832764]], [[0.032348144712751825]], [[0.0263464971721456]], [[0.020922899791396943]], [[0.016024770982472347]], [[0.011517964886144372]], [[0.007316236279959448]], [[0.0033097240368567815]], [[-1.3903601955795111e-06]], [[-2.9669126199215537e-05]], [[-0.0004976929625990015]], [[-0.0029596241552624393]], [[-0.005341089250064045]], [[-0.00762201466143031]], [[-0.00979717593146191]], [[-0.011839779261324526]], [[-0.01374466050773663]], [[-0.015496645400200668]], [[-0.017071821711378422]], [[-0.01847724717671012]], [[-0.019672717759809867]], [[-0.020661788662012043]], [[-0.02143675739063336]], [[-0.02193795631893574]], [[-0.02223029352001195]], [[-0.02219626260196552]], [[-0.02195280812627482]], [[-0.021386070545867483]], [[-0.020516971992374934]], [[-0.019303835390194788]], [[-0.017742443043099458]], [[-0.015796398100095466]], [[-0.013539972197444763]], [[-0.011023303460916815]], [[-0.00796885439654528]], [[-0.0045054143994990485]], [[3.628646415186989e-06]]], [[[0.000554997381521124]], [[0.03955369381292201]], [[0.07926682634502244]], [[0.11466565787236206]], [[0.14368137359661623]], [[0.16961456603825192]], [[0.19190438345371913]], [[0.20968787493772117]], [[0.223418930963253]], [[0.23317209946717146]], [[0.23946293811706568]], [[0.2420432322280406]], [[0.24236488229196385]], [[0.23897048300786003]], [[0.2332215343433016]], [[0.22456829849379062]], [[0.2136012984185528]], [[0.20046371748921418]], [[0.18516259239905047]], [[0.16816766242202508]], [[0.14945382420294379]], [[0.12932499144064658]], [[0.10799878843151292]], [[0.08559791753428701]], [[0.0624871043407216]], [[0.03883787404780926]], [[0.015037876754201589]], [[0.005167351226945054]], [[0.0008093744722034706]], [[-0.023218847640568183]], [[-0.06019704562698049]], [[-0.0969874039281162]], [[-0.13107133739731527]], [[-0.1556314553847309]], [[-0.1792830934566283]], [[-0.20192539296106854]], [[-0.22335833441571906]], [[-0.24332300971516502]], [[-0.26179795384632076]], [[-0.2783933226495691]], [[-0.2930700453886933]], [[-0.3056599771608832]], [[-0.3157344461336409]], [[-0.32362348402390867]], [[-0.328639774528687]], [[-0.33052162674899516]], [[-0.32752260368683506]], [[-0.32497002683796733]], [[-0.3144009385947735]], [[-0.30080189232308713]], [[-0.28391126183610244]], [[-0.280043510510021]], [[-0.2759479595767463]], [[-0.2716496521152564]], [[-0.26717369341571606]], [[-0.2625452479752486]], [[-0.2577895365584439]], [[-0.25293183306322586]], [[-0.24799746094107653]], [[-0.24285692162872052]], [[-0.23739512805800791]], [[-0.2318083626720767]], [[-0.22604905856688268]], [[-0.22011330936710638]], [[-0.21401411322141362]], [[-0.20771100742845583]], [[-0.20120606013236167]], [[-0.19418042172237146]], [[-0.18649788729210012]], [[-0.17783378824019658]], [[-0.1679929273258932]], [[-0.15679693157384017]], [[-0.14397765655019581]], [[-0.12943778653381527]], [[-0.11297114556606233]], [[-0.09442435626012698]], [[-0.07368414267110446]], [[-0.05080076105112559]], [[-0.02873070616586157]], [[-0.02525516936000237]], [[-0.022008689716737424]], [[-0.019011889997020588]], [[-0.016341389398499093]], [[-0.013979507218410226]], [[-0.011913554145812702]], [[-0.010105607334711775]], [[-0.008517096869574393]], [[-0.007115225481026451]], [[-0.005868284398054396]], [[-0.004752120760315809]], [[-0.0037457467067996547]], [[-0.0028342403816914996]], [[-0.0020082005931734877]], [[-0.0012566266558930728]], [[-0.0005836198310652969]], [[0.0006279100896683546]], [[0.017941980170338333]], [[0.03741369825509115]], [[0.059520762968035656]], [[0.08505744430275279]], [[0.1145917515255815]], [[0.11876653760970425]], [[0.11988490549454507]], [[0.12901274595498452]], [[0.14613522834582965]], [[0.16605616433937986]], [[0.18692823416855817]], [[0.2039704713802936]], [[0.21655300319127826]], [[0.22389852342861766]], [[0.22763463351437857]], [[0.2286081335554337]], [[0.22793480750888653]], [[0.2265709618170946]], [[0.2253801305789473]], [[0.22539791815371937]], [[0.22783717758284822]], [[0.23404823482176237]], [[0.245381489731325]], [[0.26330018566431]], [[0.2893905489048166]], [[0.3254784710426981]], [[0.37248807701608216]], [[0.4307710966391422]], [[0.49641093416225207]], [[0.571899623022681]], [[0.6428362105239717]], [[0.7035564574020607]], [[0.7629301545630991]], [[0.8191798543950342]], [[0.8707462614418278]], [[0.9015124824129803]], [[0.9091080028937174]], [[0.9160623975763489]], [[0.9224985739449555]], [[0.9283911145682368]], [[0.9338050405776857]], [[0.938783123854274]], [[0.9433662025960038]], [[0.9475992717776583]], [[0.9515253748491312]], [[0.9551858527381425]], [[0.9586271066719169]], [[0.9617579625011167]], [[0.9647242891114395]], [[0.9674594147350372]], [[0.9698799952029832]], [[0.9721059385700908]], [[0.9741044149482869]], [[0.9757653509274207]], [[0.9796571599299401]], [[0.9788487690349432]], [[0.9688984929455422]], [[0.9531592107944493]], [[0.9287035819884093]], [[0.8965060413536297]], [[0.8561119906377251]], [[0.8063910414346718]], [[0.7484273780217013]], [[0.682453009767935]], [[0.6113957881066919]], [[0.5379358338258823]], [[0.46363830642027987]], [[0.3923203097845644]], [[0.32512954958739715]], [[0.26480729682801696]], [[0.21029499668824775]], [[0.16106415431357146]], [[0.11576647652745739]], [[0.0735351170059677]], [[0.033265867174682925]], [[-0.0002744792436787649]], [[-0.004388215979590793]], [[-0.013896429186871565]], [[-0.039925453054567114]], [[-0.06557285030112213]], [[-0.0904041616150787]], [[-0.11424663699855211]], [[-0.13673515908887376]], [[-0.15776989069234976]], [[-0.17715421393141206]], [[-0.19460062962893104]], [[-0.21017654722371756]], [[-0.2234197525908507]], [[-0.23436210024985027]], [[-0.24292659821255239]], [[-0.24837779371243043]], [[-0.2515087564558672]], [[-0.25105718318152537]], [[-0.24814646410361552]], [[-0.2416355863898199]], [[-0.23172579770663398]], [[-0.217945269628931]], [[-0.20023713656459383]], [[-0.17820152254102678]], [[-0.15267110742884554]], [[-0.12421191205613576]], [[-0.08970799965841046]], [[-0.05055988567394795]], [[0.0005549973815211261]]], [[[0.003446250323421631]], [[0.08794343594834059]], [[0.1709004187583902]], [[0.245116021648353]], [[0.3061867718729191]], [[0.360858112884096]], [[0.4079906686584319]], [[0.44581863600527966]], [[0.4752027972701184]], [[0.4963472140120287]], [[0.510321431601575]], [[0.5168230185542028]], [[0.5179397379207022]], [[0.5118752124040371]], [[0.5010732669607827]], [[0.48392473249707735]], [[0.46207124203694244]], [[0.43571365983152854]], [[0.4048711075945911]], [[0.37054325900702745]], [[0.33267647573963194]], [[0.29192874053851703]], [[0.24878002892178608]], [[0.20353184713276268]], [[0.15702017936948945]], [[0.10973538922654646]], [[0.06273588379507672]], [[0.0298276272272894]], [[0.005911652158337274]], [[-0.04053933317314878]], [[-0.10510203290397593]], [[-0.1693367708124746]], [[-0.23073331055401788]], [[-0.2830503486236246]], [[-0.33369403539128184]], [[-0.38245365329352055]], [[-0.4289179880628183]], [[-0.47257004131703745]], [[-0.5133415695910569]], [[-0.5504653479583461]], [[-0.5838427689423658]], [[-0.6131144271935631]], [[-0.6374703758960955]], [[-0.6574455739166021]], [[-0.6717120327672851]], [[-0.679964974796156]], [[-0.7163692590450227]], [[-0.7494686634823067]], [[-0.767355601491432]], [[-0.7793057244041747]], [[-0.7843344459909042]], [[-0.7844868471322151]], [[-0.7841718737880545]], [[-0.7834438369361896]], [[-0.7823572768570412]], [[-0.7809669520604774]], [[-0.7793278284512136]], [[-0.7774950677767878]], [[-0.775524014432963]], [[-0.7674675909511817]], [[-0.7568743029621721]], [[-0.7460420035723665]], [[-0.734874323554523]], [[-0.7233639002240696]], [[-0.7115338505677571]], [[-0.6993205507876439]], [[-0.6867286364682539]], [[-0.6732690215706834]], [[-0.6587451527113979]], [[-0.6426897740396037]], [[-0.6248575286843033]], [[-0.605056729299492]], [[-0.5830063550522275]], [[-0.5587136406061008]], [[-0.5320770304710231]], [[-0.5031114903304286]], [[-0.47191088225765065]], [[-0.4387995470548439]], [[-0.40653574541216825]], [[-0.39127687611145545]], [[-0.37677447104522316]], [[-0.36309390265477837]], [[-0.3505311773366446]], [[-0.3390234593162446]], [[-0.32853298784186946]], [[-0.3189278796914289]], [[-0.31006951814556505]], [[-0.30184814401948656]], [[-0.29415079104214925]], [[-0.28689591906708023]], [[-0.2634757085374666]], [[-0.20918460714290044]], [[-0.15469495715754178]], [[-0.10004374870628076]], [[-0.04521471413131098]], [[0.009077469159387303]], [[0.04792324608313193]], [[0.08431095000547834]], [[0.11769636885452961]], [[0.14717464065866384]], [[0.17209866809733]], [[0.20935007143214054]], [[0.25405979314464255]], [[0.2937849195179759]], [[0.3244909334002433]], [[0.35227413833053983]], [[0.3791503943457748]], [[0.41008159700889446]], [[0.4456893199967287]], [[0.48668165134347613]], [[0.5314184459365763]], [[0.5790422246220444]], [[0.6285568470634947]], [[0.6790574520896413]], [[0.7299095741382826]], [[0.7802175666303659]], [[0.8290056485803097]], [[0.8751676845680558]], [[0.9175642677454665]], [[0.9548903947444174]], [[0.9856046409753109]], [[1.0077228374283826]], [[1.0196542582269974]], [[1.0197990930233412]], [[1.010158056153678]], [[0.986020902439976]], [[1.0504755121405291]], [[1.1145749300651435]], [[1.1767682411951867]], [[1.2354945891827565]], [[1.289389175957012]], [[1.3240107110413815]], [[1.3372722363400829]], [[1.3494143773895027]], [[1.3606517265554539]], [[1.3709399058510598]], [[1.3803924400021663]], [[1.400261742499493]], [[1.45361113912027]], [[1.5073592796734336]], [[1.5614571274570408]], [[1.6162505023096052]], [[1.6706298802633033]], [[1.7223538208488607]], [[1.771216178564468]], [[1.8172249799476083]], [[1.8603762759994027]], [[1.8999160449567956]], [[1.8958295604486992]], [[1.8911537416674806]], [[1.8604487103171627]], [[1.8215372867903046]], [[1.7666644367764972]], [[1.701684175356696]], [[1.6214854635397193]], [[1.565269632015473]], [[1.4947429674051245]], [[1.4079318492725426]], [[1.3067292271868085]], [[1.1915401817643114]], [[1.067476643905939]], [[0.9392180150724045]], [[0.8094970115125932]], [[0.684978169250789]], [[0.5676653440858166]], [[0.46234470370680225]], [[0.36716804672492676]], [[0.28121263875994584]], [[0.2021244049178514]], [[0.12838986044349845]], [[0.0580810940131215]], [[-0.0023047456111090613]], [[-0.025795429145548877]], [[-0.05971346283194946]], [[-0.11056237700347643]], [[-0.16158833482178464]], [[-0.2115087433887984]], [[-0.25975614755900395]], [[-0.3054464295546959]], [[-0.3482913059118211]], [[-0.38782791538188083]], [[-0.4234117017224645]], [[-0.4551630816649498]], [[-0.48208291880827114]], [[-0.5042164444662339]], [[-0.5214668591649311]], [[-0.5319520489424049]], [[-0.5376846393103278]], [[-0.536351834349763]], [[-0.529254100121816]], [[-0.5147705552786614]], [[-0.49313760519457733]], [[-0.46334714204267763]], [[-0.4252243761293034]], [[-0.37798505154395745]], [[-0.3233628399557231]], [[-0.2625550647583376]], [[-0.18903482115985693]], [[-0.10495769553570546]], [[0.0034462503234216416]]], [[[0.008737706184140867]], [[0.12538700159794747]], [[0.23388006072491999]], [[0.33103694014966156]], [[0.4114105498816407]], [[0.48353434621875396]], [[0.5460297258560243]], [[0.5967023401703568]], [[0.6364665301756024]], [[0.6656947677720975]], [[0.6857492883816312]], [[0.6967117453320096]], [[0.699159215977703]], [[0.6935459771923957]], [[0.6821125650290454]], [[0.6617537721730091]], [[0.6354645285644285]], [[0.6032673021834164]], [[0.5651597676051392]], [[0.5224394691804877]], [[0.4749748985262553]], [[0.42359439898668544]], [[0.36886871304989893]], [[0.3111186334011202]], [[0.2513439342844951]], [[0.19002746083462535]], [[0.12829141690025053]], [[0.0702061957862052]], [[0.017113771896199937]], [[-0.04517271800410114]], [[-0.11711451872557517]], [[-0.18869087369951118]], [[-0.25892944782501864]], [[-0.32635024922536504]], [[-0.39182214941311977]], [[-0.4550768688550691]], [[-0.5155962543890695]], [[-0.5727414097240132]], [[-0.6264065414217119]], [[-0.6756530247071282]], [[-0.7203415943287631]], [[-0.7600081113537792]], [[-0.7936905882552243]], [[-0.8219452235875795]], [[-0.8431685170714386]], [[-0.8571679587577383]], [[-0.8986593300284967]], [[-0.9336699134576669]], [[-0.9537493179875978]], [[-0.9666628677674187]], [[-0.9698458872164005]], [[-0.9695306155969766]], [[-0.9686027890002009]], [[-0.9671370356278826]], [[-0.9652081884125915]], [[-0.9628912751310483]], [[-0.9602615087305502]], [[-0.957394277014854]], [[-0.9543651308635]], [[-0.9451576824342227]], [[-0.9332477814274859]], [[-0.921036836176943]], [[-0.9084033681404605]], [[-0.8953361969769619]], [[-0.8818534483060048]], [[-0.8679120606988397]], [[-0.8535128430554539]], [[-0.8383612099168444]], [[-0.8223384257144951]], [[-0.8051782211559346]], [[-0.7867559532580878]], [[-0.7669915599625055]], [[-0.7457820704284135]], [[-0.7232020156938128]], [[-0.6992971856677419]], [[-0.6741975254980878]], [[-0.6480811812577374]], [[-0.6212883857901741]], [[-0.5944231433256184]], [[-0.5709034862275144]], [[-0.5477043252637515]], [[-0.5248410223728379]], [[-0.5026328211361549]], [[-0.48103304876010766]], [[-0.4600444081733607]], [[-0.43958106021521615]], [[-0.41953357868545693]], [[-0.3949532772433452]], [[-0.34513066385064606]], [[-0.29533624909718176]], [[-0.24556684273962148]], [[-0.19581877613829743]], [[-0.14609808084025225]], [[-0.09639086757879381]], [[-0.04670456020337011]], [[0.003126011311770993]], [[0.054660269669850395]], [[0.10669775342550483]], [[0.15934987559864494]], [[0.2128018827320555]], [[0.2671862508775934]], [[0.3219894764880906]], [[0.3759549757829176]], [[0.430456886482316]], [[0.4862280697027821]], [[0.5423744495229522]], [[0.5986058842573726]], [[0.6542196363723964]], [[0.7091131491575765]], [[0.7631817766163864]], [[0.8166151504645693]], [[0.8695199036985963]], [[0.9219910323229462]], [[0.9741519537177451]], [[1.0260299304714091]], [[1.0777310168218852]], [[1.1293423884644829]], [[1.180967528197454]], [[1.232716693226324]], [[1.2847228394197556]], [[1.3371553111892052]], [[1.3902506404757784]], [[1.4442524550971907]], [[1.4994590788312359]], [[1.5558499589143844]], [[1.6141493982665338]], [[1.669724714714936]], [[1.720924378779159]], [[1.771920998352222]], [[1.822684880733719]], [[1.8731910975487982]], [[1.9230984744815671]], [[1.9723660883373793]], [[2.0214841732690876]], [[2.0447388511732862]], [[2.056202903137611]], [[2.066735801096448]], [[2.076420758573035]], [[2.08533722707292]], [[2.093572745191426]], [[2.1012110547943887]], [[2.106438646063825]], [[2.105557914698554]], [[2.1040732978061447]], [[2.1022685861302737]], [[2.100014068454669]], [[2.0971475970836972]], [[2.0939024554614964]], [[2.0902147724046647]], [[2.0858703979608237]], [[2.05594198778811]], [[2.0168692476374326]], [[1.9600107926956758]], [[1.891889714285391]], [[1.806810814558342]], [[1.7441698753508657]], [[1.6655824669540433]], [[1.5688493968200423]], [[1.456079966468818]], [[1.327725554623718]], [[1.1894823529822225]], [[1.046564588470806]], [[0.9020173092151711]], [[0.7632667648077152]], [[0.6325458388662956]], [[0.5151877272384562]], [[0.40913299101346506]], [[0.31335343321103554]], [[0.22522592332989944]], [[0.14306399504966447]], [[0.06471938919217889]], [[-0.00728384344432345]], [[-0.06191612487807218]], [[-0.12321435719963401]], [[-0.18916180764419727]], [[-0.2546933409762522]], [[-0.3184631230332414]], [[-0.379901082907166]], [[-0.43793657518376683]], [[-0.49224214144245976]], [[-0.5422391884751484]], [[-0.587085119895593]], [[-0.6269567820905951]], [[-0.6605239904402816]], [[-0.6878321265206963]], [[-0.708915512656222]], [[-0.7205906606508199]], [[-0.7262576042237028]], [[-0.7236560472651968]], [[-0.7121427972571852]], [[-0.6913221924376737]], [[-0.6610936424805295]], [[-0.6201000622129575]], [[-0.5679853033776412]], [[-0.5038511896451923]], [[-0.429931591743071]], [[-0.34780727272054734]], [[-0.24895788242232178]], [[-0.13369580816681076]], [[0.008737706184140902]]], [[[0.012830989633557013]], [[0.14288998331474473]], [[0.2588953697870573]], [[0.3626497086084692]], [[0.44882496750302914]], [[0.526301423289706]], [[0.5937237164549868]], [[0.6488645468499761]], [[0.6925016335061674]], [[0.7251286130794816]], [[0.7481601466332579]], [[0.7621168106651581]], [[0.7656319122838285]], [[0.7617572848721657]], [[0.7519900260734421]], [[0.732108629218903]], [[0.7060623182523112]], [[0.673646922881346]], [[0.6348190946437857]], [[0.5909354178177045]], [[0.5417741720350137]], [[0.48815582423786263]], [[0.4305900165978291]], [[0.36927803598783654]], [[0.3050927179134455]], [[0.23821181232725636]], [[0.16924659366580108]], [[0.09871843978168501]], [[0.02687063255620007]], [[-0.04536209174387945]], [[-0.11765743895831646]], [[-0.1895858650999965]], [[-0.260575886482017]], [[-0.33035717990127467]], [[-0.3981614060158701]], [[-0.4637114690628324]], [[-0.5264732874348061]], [[-0.5857908289226813]], [[-0.6415511601853775]], [[-0.6927923762663258]], [[-0.7393679692560504]], [[-0.7807970842423896]], [[-0.816099597349648]], [[-0.8458251861696647]], [[-0.8683408103663209]], [[-0.8834814212071219]], [[-0.9275852754727723]], [[-0.9659127935570994]], [[-0.9934651236070996]], [[-1.0137828678332306]], [[-1.0228300625226707]], [[-1.0237783275944397]], [[-1.0240583985143117]], [[-1.0237548230488216]], [[-1.0229538223620382]], [[-1.0217369480309655]], [[-1.0201864959412945]], [[-1.0183849854093787]], [[-1.0164150207189517]], [[-1.0082484367429578]], [[-0.9973398421302958]], [[-0.9861038615529854]], [[-0.9744138079419274]], [[-0.962254871766293]], [[-0.9496340467859171]], [[-0.9365391316553042]], [[-0.9229636430725355]], [[-0.908886031631403]], [[-0.8942806964963754]], [[-0.879123583630563]], [[-0.8633893307653963]], [[-0.8470482229452517]], [[-0.8300781712321526]], [[-0.8124450376861977]], [[-0.7941229075745037]], [[-0.7750783485382913]], [[-0.7552607095181443]], [[-0.7347119226896445]], [[-0.7133189415673413]], [[-0.6910505197131236]], [[-0.6679662903911041]], [[-0.6439683202765455]], [[-0.6191764145555412]], [[-0.5936126630714393]], [[-0.552991178013111]], [[-0.5033811254045724]], [[-0.45354665001051275]], [[-0.4035279424015864]], [[-0.3533394803005343]], [[-0.3030091995906445]], [[-0.2525680100713847]], [[-0.20203013976781076]], [[-0.15145261617597164]], [[-0.10075737494344734]], [[-0.04999320748725446]], [[0.001446833840764133]], [[0.05376543005581459]], [[0.10770919300794836]], [[0.16363672584242334]], [[0.22214410817243546]], [[0.28365716765965177]], [[0.34861824145923886]], [[0.4166575405714971]], [[0.48703273422548143]], [[0.5589605341264012]], [[0.6312715727040589]], [[0.7035226694279335]], [[0.7745320862213401]], [[0.8440157874533583]], [[0.9116985130939147]], [[0.9776770047504908]], [[1.0420565164538622]], [[1.1048372235310329]], [[1.1662627036120703]], [[1.226193446154702]], [[1.2848152308159955]], [[1.342173395037985]], [[1.3983355462182157]], [[1.4533741745788564]], [[1.5073566238878817]], [[1.5603485325073718]], [[1.612412122046774]], [[1.6636007794336627]], [[1.7139371872350002]], [[1.7634517749000371]], [[1.8121374970381336]], [[1.8602881068737647]], [[1.9080247043364915]], [[1.9551402890492384]], [[1.9788123052598863]], [[1.9962290968404288]], [[2.012286893020663]], [[2.027085635131155]], [[2.040635622804686]], [[2.0531780039500735]], [[2.0646661651323823]], [[2.075225480645803]], [[2.0849385086484897]], [[2.0938829049099645]], [[2.102145611752994]], [[2.1098103205947556]], [[2.115063656379783]], [[2.1142078444024093]], [[2.1127470171102964]], [[2.1109655703199928]], [[2.108733000049022]], [[2.1058863786372997]], [[2.1026603564387623]], [[2.0989906592757293]], [[2.094661892506504]], [[2.0647777046232085]], [[2.02570615528731]], [[1.9687634951489683]], [[1.9005043927216065]], [[1.8152060304668372]], [[1.7522770975462498]], [[1.673328415690693]], [[1.5761509562742742]], [[1.4628633783058471]], [[1.3339188915064923]], [[1.1950394068354178]], [[1.051462591683615]], [[0.9062472127394737]], [[0.7668531106201493]], [[0.6355235082603455]], [[0.5176168186345801]], [[0.41106426009152364]], [[0.31483284558916946]], [[0.22628548711998267]], [[0.1437280787554357]], [[0.06500299039440992]], [[-0.011887125498510294]], [[-0.08810796628396741]], [[-0.1629196670697035]], [[-0.23605690199949086]], [[-0.30695205064866093]], [[-0.3749689485064725]], [[-0.43992671857963006]], [[-0.5009107136435754]], [[-0.5577059513174857]], [[-0.6097855811431]], [[-0.6562911530472136]], [[-0.6974571897698799]], [[-0.7318619859696597]], [[-0.7595559477265958]], [[-0.7807303652239164]], [[-0.7913435360973661]], [[-0.7957204872578885]], [[-0.7921581527157728]], [[-0.7778199505950795]], [[-0.7538790674830885]], [[-0.7198501883704416]], [[-0.6742511564380835]], [[-0.616583317472984]], [[-0.5460083522521613]], [[-0.464875250379793]], [[-0.3748798142549064]], [[-0.26694998677606246]], [[-0.1387957474247919]], [[0.012830989633557046]]], [[[0.015555824450159014]], [[0.14661836132522554]], [[0.26346853682549126]], [[0.3680383346086592]], [[0.45501804460142]], [[0.5332698635375707]], [[0.6014578001713843]], [[0.657370087826347]], [[0.7017314241393218]], [[0.7350704586011836]], [[0.7588040375127494]], [[0.7736018667824848]], [[0.7774417182361727]], [[0.7742429173220519]], [[0.7652352213109341]], [[0.7458526846547207]], [[0.720341744789436]], [[0.6884235785064607]], [[0.6500482197313026]], [[0.6065830132270835]], [[0.5577879557326622]], [[0.5044842132301797]], [[0.44717306856738565]], [[0.3860434750354204]], [[0.3219602494816975]], [[0.25508043893520654]], [[0.18599147892253762]], [[0.11516850471912779]], [[0.04275448014501926]], [[-0.02995829324835457]], [[-0.10258403156732164]], [[-0.17495100977150524]], [[-0.24648529359477656]], [[-0.3169070937835131]], [[-0.3854194860247664]], [[-0.4517311828784191]], [[-0.5152936676122013]], [[-0.5754446218481793]], [[-0.6320650189212392]], [[-0.684183791064488]], [[-0.7316448789922297]], [[-0.7738969591736252]], [[-0.809926626151308]], [[-0.8401676689167159]], [[-0.8643816491041624]], [[-0.8814305978513437]], [[-0.9279825446021169]], [[-0.967577047484442]], [[-0.9978166346595148]], [[-1.020993107836782]], [[-1.0325856607411272]], [[-1.0341044338626886]], [[-1.034154328775439]], [[-1.0332557383781313]], [[-1.0323271202093172]], [[-1.0311792147997685]], [[-1.0298001952039177]], [[-1.0282319759340486]], [[-1.0265372962890433]], [[-1.0186560594507728]], [[-1.0080342591695284]], [[-0.997108663794049]], [[-0.9857427218256265]], [[-0.9739178725174455]], [[-0.9616349126780191]], [[-0.9488910549244023]], [[-0.9356773376503418]], [[-0.9220617447647906]], [[-0.9080539614067945]], [[-0.8937210947708897]], [[-0.8790964696855154]], [[-0.8642046975596008]], [[-0.849113577542108]], [[-0.8338316171169958]], [[-0.8184286868804347]], [[-0.8029299957940266]], [[-0.7873972987663024]], [[-0.7719175530056154]], [[-0.7565849235014196]], [[-0.7415538441184691]], [[-0.726947936120913]], [[-0.7129240979947349]], [[-0.6991549961596133]], [[-0.6854828055198392]], [[-0.6712655314674894]], [[-0.6400005102181436]], [[-0.597845200132423]], [[-0.554937185516581]], [[-0.5111793031531465]], [[-0.4668376939021628]], [[-0.4218986931066738]], [[-0.37645501774147877]], [[-0.33002143936690226]], [[-0.27451347840627804]], [[-0.2150999860921244]], [[-0.15230880869364946]], [[-0.08603780859217726]], [[-0.01642614909932617]], [[0.05651557719666621]], [[0.13266381578749617]], [[0.21165074775972406]], [[0.2935025278376375]], [[0.3766973248969115]], [[0.46130096466529397]], [[0.5474419025101661]], [[0.6338982554928474]], [[0.7202292575512915]], [[0 | lift coefficients, spanwise
aeroelastic_qblade.airfoils_cd | intermediate |  | [[[[0.5000000000000001]], [[0.5000000000000001]], [[0.5000000000000002]], [[0.5]], [[0.5]], [[0.5000000000000001]], [[0.5000000000000001]], [[0.5000000000000001]], [[0.5000000000000001]], [[0.5000000000000001]], [[0.5000000000000001]], [[0.5]], [[0.5000000000000001]], [[0.5000000000000001]], [[0.5000000000000001]], [[0.5]], [[0.5000000000000001]], [[0.5000000000000001]], [[0.5]], [[0.5000000000000001]], [[0.49999999999999994]], [[0.5000000000000001]], [[0.5]], [[0.49999999999999994]], [[0.4999999999999999]], [[0.4999999999999999]], [[0.5000000000000001]], [[0.5000000000000002]], [[0.4999999999999999]], [[0.49999999999999994]], [[0.5000000000000002]], [[0.5000000000000001]], [[0.5000000000000001]], [[0.5000000000000002]], [[0.5]], [[0.5000000000000001]], [[0.5000000000000001]], [[0.5000000000000002]], [[0.5]], [[0.5]], [[0.5000000000000001]], [[0.5]], [[0.5000000000000002]], [[0.5000000000000001]], [[0.5000000000000001]], [[0.5]], [[0.5000000000000001]], [[0.5000000000000001]], [[0.5000000000000001]], [[0.5000000000000001]], [[0.5000000000000001]], [[0.5000000000000001]], [[0.5000000000000001]], [[0.5000000000000001]], [[0.5]], [[0.5]], [[0.5]], [[0.5]], [[0.5]], [[0.5]], [[0.5]], [[0.5]], [[0.5000000000000001]], [[0.5000000000000002]], [[0.5000000000000001]], [[0.5000000000000002]], [[0.5000000000000002]], [[0.5000000000000001]], [[0.5]], [[0.5]], [[0.5000000000000001]], [[0.5]], [[0.5000000000000001]], [[0.5]], [[0.5000000000000001]], [[0.5000000000000001]], [[0.5]], [[0.49999999999999994]], [[0.5]], [[0.5]], [[0.5]], [[0.5000000000000002]], [[0.5000000000000001]], [[0.5000000000000001]], [[0.5000000000000002]], [[0.5000000000000003]], [[0.5000000000000001]], [[0.5]], [[0.5000000000000001]], [[0.5000000000000001]], [[0.5000000000000002]], [[0.5]], [[0.5000000000000001]], [[0.5000000000000001]], [[0.5000000000000001]], [[0.5000000000000001]], [[0.5000000000000001]], [[0.5000000000000002]], [[0.5000000000000001]], [[0.5000000000000002]], [[0.5000000000000001]], [[0.5000000000000001]], [[0.5000000000000001]], [[0.5000000000000001]], [[0.5000000000000003]], [[0.5]], [[0.5000000000000001]], [[0.5000000000000002]], [[0.5000000000000001]], [[0.5]], [[0.5000000000000001]], [[0.5000000000000002]], [[0.5000000000000001]], [[0.5000000000000001]], [[0.5000000000000002]], [[0.5000000000000002]], [[0.5]], [[0.5000000000000001]], [[0.5000000000000001]], [[0.5000000000000001]], [[0.5000000000000001]], [[0.5]], [[0.5000000000000001]], [[0.5000000000000001]], [[0.5000000000000001]], [[0.5000000000000001]], [[0.5000000000000001]], [[0.49999999999999994]], [[0.5000000000000001]], [[0.5000000000000001]], [[0.5]], [[0.5]], [[0.5000000000000001]], [[0.5]], [[0.5]], [[0.5000000000000001]], [[0.5000000000000001]], [[0.5]], [[0.5]], [[0.5]], [[0.5]], [[0.5]], [[0.5000000000000001]], [[0.5]], [[0.5000000000000001]], [[0.5000000000000001]], [[0.5]], [[0.5000000000000001]], [[0.5]], [[0.5000000000000001]], [[0.5000000000000001]], [[0.5]], [[0.5000000000000001]], [[0.5000000000000001]], [[0.4999999999999998]], [[0.4999999999999998]], [[0.4999999999999998]], [[0.4999999999999998]], [[0.5]], [[0.5]], [[0.5]], [[0.5]], [[0.4999999999999998]], [[0.5]], [[0.4999999999999998]], [[0.5000000000000002]], [[0.4999999999999999]], [[0.5000000000000002]], [[0.5]], [[0.4999999999999998]], [[0.4999999999999999]], [[0.4999999999999998]], [[0.5]], [[0.5]], [[0.49999999999999994]], [[0.4999999999999999]], [[0.4999999999999999]], [[0.4999999999999999]], [[0.5]], [[0.5]], [[0.4999999999999998]], [[0.49999999999999994]], [[0.5000000000000001]], [[0.5000000000000001]], [[0.5000000000000001]], [[0.5]], [[0.5000000000000001]], [[0.5000000000000001]], [[0.5000000000000001]], [[0.5000000000000001]], [[0.5000000000000001]], [[0.5000000000000001]], [[0.5000000000000001]], [[0.5000000000000002]], [[0.5000000000000001]], [[0.5000000000000001]], [[0.5]], [[0.5000000000000001]], [[0.5000000000000001]], [[0.5000000000000001]]], [[[0.4900672044674554]], [[0.4889830846996895]], [[0.48725249871912907]], [[0.48825170671494833]], [[0.4895900444898101]], [[0.49165999732538235]], [[0.49404705798424686]], [[0.4961980818316635]], [[0.4981680215194504]], [[0.49998442759544703]], [[0.5017887158549977]], [[0.503854736556168]], [[0.5058954322731962]], [[0.5079877636803942]], [[0.5100601072225116]], [[0.512084737857031]], [[0.5140091442158888]], [[0.5157820691363929]], [[0.5173900312707848]], [[0.5188160592856993]], [[0.5200719637110011]], [[0.5211588110739807]], [[0.5220704106782712]], [[0.5228271726006376]], [[0.5234085378555141]], [[0.5238315622111003]], [[0.5241078785372373]], [[0.5241725324057418]], [[0.5241055078958552]], [[0.5239998354824794]], [[0.5235856036243317]], [[0.5230619649795792]], [[0.5224282947456386]], [[0.5216307185922608]], [[0.5207044231547009]], [[0.5196409830015275]], [[0.5184510159218453]], [[0.5171404054092071]], [[0.5157065801568091]], [[0.5141634299212146]], [[0.5125080893398269]], [[0.5107484211916783]], [[0.5088901068297277]], [[0.5069334623654466]], [[0.5048872633189255]], [[0.5027579967995123]], [[0.5005532853849411]], [[0.5000350272901021]], [[0.5000047758253728]], [[0.4978147107480412]], [[0.49435082985284906]], [[0.49367292517722183]], [[0.49300027281214204]], [[0.4923331703018293]], [[0.49167191519050346]], [[0.49101680502238443]], [[0.4903681373416917]], [[0.4897895684246514]], [[0.4894888769133872]], [[0.4892042054475821]], [[0.4889402916775246]], [[0.4886876186193332]], [[0.488449509037859]], [[0.4882259202464526]], [[0.48801757182768357]], [[0.48782574041903803]], [[0.4876503115568311]], [[0.48750075326613185]], [[0.48737937607318216]], [[0.4872961202832411]], [[0.48725700807766226]], [[0.48726514370142915]], [[0.48733338651191516]], [[0.48746173357162687]], [[0.4876624610245522]], [[0.48795499544798376]], [[0.48832717375037743]], [[0.488786759100626]], [[0.48934460192668117]], [[0.4900075367518423]], [[0.4907805414222425]], [[0.49164186050625674]], [[0.4925351134580901]], [[0.49340640321382256]], [[0.4941936791103489]], [[0.4948370637974435]], [[0.4952815466270282]], [[0.4954634296533591]], [[0.4953260460180716]], [[0.4947910350385484]], [[0.4938538747181209]], [[0.49248501228774066]], [[0.49096364406431114]], [[0.48941640321518487]], [[0.4880349999488823]], [[0.48680820985402756]], [[0.48576426010191387]], [[0.48498146229513106]], [[0.484435477077447]], [[0.4841344116742697]], [[0.48400045906388334]], [[0.4839619662233331]], [[0.48399678800895285]], [[0.48405260958981405]], [[0.4841428944672795]], [[0.4842074881902596]], [[0.4842735187589385]], [[0.48428185299208537]], [[0.48426310170098114]], [[0.4842420769624182]], [[0.4842925848466182]], [[0.48449495926567293]], [[0.4849165532702108]], [[0.48559320752776236]], [[0.4866411609248654]], [[0.4880826925262829]], [[0.48988365602039113]], [[0.4919409831848302]], [[0.49414555968413826]], [[0.49639196185881423]], [[0.49857680054125425]], [[0.4998325559161242]], [[0.49985111433546625]], [[0.49986785625926966]], [[0.49988324582665367]], [[0.499897563085934]], [[0.49991097662620193]], [[0.49992363116854327]], [[0.4999357218541034]], [[0.49994731922769864]], [[0.4999583148394831]], [[0.4999684253304812]], [[0.499977386168879]], [[0.49998501833326336]], [[0.4999912214941814]], [[0.49999594169281314]], [[0.49999914078090185]], [[0.5007817089909875]], [[0.5021132984590615]], [[0.5034530064741956]], [[0.5048039944666753]], [[0.5061675867226033]], [[0.5075451603875981]], [[0.508936885143002]], [[0.5103394644440971]], [[0.5117501223541782]], [[0.5131666768281752]], [[0.5145916755819513]], [[0.516022328357073]], [[0.517453650624131]], [[0.5245291780336594]], [[0.5314192231596893]], [[0.5380195326761192]], [[0.544175532218601]], [[0.5498485636506039]], [[0.5549602206982216]], [[0.5593671459794289]], [[0.5631155904781431]], [[0.5659785562574569]], [[0.5679770403776394]], [[0.5690391950663731]], [[0.5692494996201334]], [[0.5684138626147655]], [[0.566794988595992]], [[0.5639569173768453]], [[0.5601981757781431]], [[0.5501454339962852]], [[0.5401703642065419]], [[0.5321116610558813]], [[0.5269530105203752]], [[0.5260809713965815]], [[0.5258548732403159]], [[0.5262344648976124]], [[0.5264638564054649]], [[0.5262776938231774]], [[0.525919226344166]], [[0.5253407739608639]], [[0.5245240170901706]], [[0.5235088368694404]], [[0.5222778190414006]], [[0.5208680077943495]], [[0.519302062408638]], [[0.5175858531146885]], [[0.5157644328864657]], [[0.5138432798154284]], [[0.511850741862362]], [[0.509788151178885]], [[0.507657730606556]], [[0.5054629625903229]], [[0.5027793984343183]], [[0.4999947036978877]], [[0.4985251669367362]], [[0.496100379932323]], [[0.4939318444076283]], [[0.4918136707813936]], [[0.4900632957206597]], [[0.4889221519184182]], [[0.48808699019337953]], [[0.48929526504669424]], [[0.4900672044674554]]], [[[0.38447989749241973]], [[0.37390423603679246]], [[0.3564133619341195]], [[0.3676510071537669]], [[0.38265761017250927]], [[0.4055677513698473]], [[0.43176750256984353]], [[0.4554565985624827]], [[0.4774605432264126]], [[0.49778833778073]], [[0.5179782916590565]], [[0.5420678444236574]], [[0.5658862254593247]], [[0.5896382916477493]], [[0.612915796076379]], [[0.6356565273756221]], [[0.6572751611864359]], [[0.6772050473327406]], [[0.6953005741314922]], [[0.7113757111455705]], [[0.725563884042286]], [[0.7378778874003137]], [[0.748249105009175]], [[0.7569036718199396]], [[0.7636118005090998]], [[0.7685609685116148]], [[0.7718744104661265]], [[0.7728489493268182]], [[0.7723657200611694]], [[0.7712792076225953]], [[0.7669486386194647]], [[0.7613193048101328]], [[0.7544057182692684]], [[0.745656820462204]], [[0.7354682343528889]], [[0.7237344117196572]], [[0.7105849540713428]], [[0.6960890877195802]], [[0.6802219486082883]], [[0.6631506224089246]], [[0.6448508331569309]], [[0.6254268201235286]], [[0.6049632635046568]], [[0.5834949342460188]], [[0.5611740457674399]], [[0.538152840132167]], [[0.5146775614288631]], [[0.5051258709234818]], [[0.5008197588758456]], [[0.4780357693921315]], [[0.4432204795114034]], [[0.4364068942561421]], [[0.42964609970581064]], [[0.4229410864621581]], [[0.4162948451269337]], [[0.40971036630188645]], [[0.4031906405887654]], [[0.39723949092717603]], [[0.3934999856166751]], [[0.38991309965758025]], [[0.38652395666350486]], [[0.3832422100096271]], [[0.3800996028528403]], [[0.3770959883643076]], [[0.3742386292481196]], [[0.3715388204167853]], [[0.3689961108769071]], [[0.3666918007147665]], [[0.36464555592487247]], [[0.3629426691823116]], [[0.36163464139445933]], [[0.36074813463449906]], [[0.36039326260458554]], [[0.36057006286945875]], [[0.36156194732391056]], [[0.3647350607838243]], [[0.36864103331004827]], [[0.3733400188720599]], [[0.3789215552052849]], [[0.3854291414517128]], [[0.3928859274622953]], [[0.40105659414213196]], [[0.40939270029556885]], [[0.41740015864274155]], [[0.424529796014948]], [[0.4302664786503991]], [[0.43414103463428605]], [[0.4356010026719219]], [[0.43414099469443146]], [[0.42902726506224814]], [[0.420162908769114]], [[0.407148326783975]], [[0.3924729249268228]], [[0.3772560985433848]], [[0.3633624630085046]], [[0.3507369823873923]], [[0.33973354646812115]], [[0.3312966867406163]], [[0.3253083209506705]], [[0.32196711902860226]], [[0.32047190612270476]], [[0.3200404715498289]], [[0.32042731646957956]], [[0.32104740322120245]], [[0.3220488767433044]], [[0.3227643109331331]], [[0.32349484778873044]], [[0.3235882747912688]], [[0.3233832234414665]], [[0.32315323493293013]], [[0.3237148994521421]], [[0.3259507245971126]], [[0.3305682070434909]], [[0.3378744103924877]], [[0.3489546945632952]], [[0.36378892133610646]], [[0.38178021025985803]], [[0.4017634359680979]], [[0.42267647658312646]], [[0.4436068971129331]], [[0.4637266993446513]], [[0.4762002252273503]], [[0.4786339409024085]], [[0.4808625483331102]], [[0.4829399306519569]], [[0.484897649897543]], [[0.48675376868899584]], [[0.4885235250004444]], [[0.49022818488873326]], [[0.49187386309007086]], [[0.4934452494451499]], [[0.49490755519409074]], [[0.4962290441008321]], [[0.49738836029236155]], [[0.49837375163204845]], [[0.4991790748993664]], [[0.4998000721897667]], [[0.507856917124771]], [[0.5212406548270313]], [[0.5347059916309512]], [[0.5482847029107907]], [[0.5619900989984976]], [[0.5758360215143147]], [[0.5898241759167437]], [[0.6039214288032714]], [[0.6180998793759169]], [[0.6323375960111819]], [[0.6466601856710192]], [[0.6610396036104949]], [[0.6754257505792105]], [[0.7465415150281817]], [[0.8157930065234529]], [[0.8821323802114991]], [[0.9440060170546765]], [[1.0010253660980615]], [[1.0524023698890097]], [[1.0966961507060389]], [[1.1343715748251801]], [[1.1631470975816836]], [[1.1832337593554059]], [[1.1939094218580513]], [[1.1960231821817884]], [[1.1876242373400867]], [[1.1713530172983648]], [[1.1428277084940455]], [[1.105053952701153]], [[1.0165005208865068]], [[0.9282010409323026]], [[0.8565357482231412]], [[0.8032383592345472]], [[0.7938805073778995]], [[0.7914209127728696]], [[0.7953592900283825]], [[0.7976387901777923]], [[0.7953624382277724]], [[0.7911757243665587]], [[0.7845594057235408]], [[0.7753057232760256]], [[0.7638537717909518]], [[0.7500033015739791]], [[0.734161848632582]], [[0.7165052750085485]], [[0.6967482790280917]], [[0.675790309698417]], [[0.6536812198697451]], [[0.6306942251774811]], [[0.6068983808193551]], [[0.5823387209187416]], [[0.5571265888847621]], [[0.5279355916420629]], [[0.4991865290079401]], [[0.48147306951531493]], [[0.45492553165490607]], [[0.4308670572705817]], [[0.4072898727453705]], [[0.3876738345017147]], [[0.37470010225172407]], [[0.36514939512552447]], [[0.3770254338382974]], [[0.38447989749241973]]], [[[0.2385897382415119]], [[0.2232530453477129]], [[0.19684977957749938]], [[0.22045877608608586]], [[0.2516937471446345]], [[0.2977100058203191]], [[0.34981023136180356]], [[0.3978940616277051]], [[0.44428943576430757]], [[0.48791869631247775]], [[0.5313894973055042]], [[0.5838267431291182]], [[0.6357386087876692]], [[0.6860660015117716]], [[0.7348122739970048]], [[0.7823513623943835]], [[0.8275757632468566]], [[0.8694177512590703]], [[0.907615687247702]], [[0.9417949132900807]], [[0.9722069315723232]], [[0.9988600065125189]], [[1.0215981836635506]], [[1.040854897974793]], [[1.0561481639836485]], [[1.0678332548366865]], [[1.0761162357755965]], [[1.0796832694201504]], [[1.0802593379544843]], [[1.0785577567847404]], [[1.0712732781214733]], [[1.0608193300868736]], [[1.0473727805109911]], [[1.0300667643389043]], [[1.0097286215907668]], [[0.9860768534229577]], [[0.9594291537941132]], [[0.9299372652007131]], [[0.8975555011880226]], [[0.8626700964828349]], [[0.8252415924352479]], [[0.7855265918469515]], [[0.743745117001379]], [[0.700028090704267]], [[0.654802049361575]], [[0.6085174209354998]], [[0.5619798862049683]], [[0.529580868136665]], [[0.5059574717476956]], [[0.4616511862996803]], [[0.4008648519456619]], [[0.3889685594576539]], [[0.3771644377788405]], [[0.3654577084000801]], [[0.3538535928122307]], [[0.34235731250615087]], [[0.3309740889726985]], [[0.320159045313099]], [[0.31139069765515176]], [[0.3028626021536424]], [[0.29464575610492255]], [[0.2865989890254589]], [[0.27877256034791525]], [[0.2711670947729077]], [[0.2637953670742867]], [[0.25667230086826637]], [[0.24979929247600022]], [[0.24327501067361282]], [[0.23712268682640328]], [[0.2314456058127876]], [[0.2263055021993873]], [[0.2217347579087157]], [[0.21786588876867782]], [[0.21469916981692547]], [[0.21305192691283695]], [[0.2177725129159404]], [[0.2235286340193909]], [[0.23037377246113847]], [[0.2384087866329644]], [[0.24764560056264498]], [[0.2580584675729402]], [[0.26923833862709856]], [[0.2803608524815339]], [[0.2907522047964545]], [[0.2997148690916972]], [[0.3066339655106233]], [[0.31095687030860364]], [[0.31201404441818315]], [[0.3091512648687614]], [[0.301330416398775]], [[0.288284611265505]], [[0.26914125343879436]], [[0.24712340781498338]], [[0.22365231040474218]], [[0.20153397075936572]], [[0.18082347872991447]], [[0.1622113545293712]], [[0.14751374491777924]], [[0.13682991416104254]], [[0.13072398351527342]], [[0.1279211491253401]], [[0.12705057290782623]], [[0.1276855445543628]], [[0.12876159514535085]], [[0.13053702962459063]], [[0.1318191401744461]], [[0.13313620675877041]], [[0.13332837262288347]], [[0.13300239942485972]], [[0.1326421301513658]], [[0.13370659351968397]], [[0.13776354298554536]], [[0.14599824453055688]], [[0.15877253411309247]], [[0.17761001728174572]], [[0.2019196859222221]], [[0.2302060746142197]], [[0.26038154282109616]], [[0.2908999856414637]], [[0.32070787500879266]], [[0.349031568748765]], [[0.36979793870010425]], [[0.38097941157754334]], [[0.39159345949236957]], [[0.4018085528627454]], [[0.4117112255409278]], [[0.42133864203467647]], [[0.430718447746888]], [[0.4398993702834575]], [[0.4488739811075597]], [[0.4575596137745918]], [[0.4658232813908564]], [[0.4735526309639149]], [[0.48067356317151844]], [[0.48714799535833325]], [[0.4929582682423203]], [[0.4980932546073075]], [[0.5137179151164418]], [[0.5370854745325251]], [[0.5605955032571641]], [[0.5843034800334798]], [[0.6082326442568912]], [[0.6324071629344499]], [[0.6568300137397898]], [[0.6814433468577763]], [[0.7061984484261776]], [[0.7310570265622185]], [[0.7560637901669703]], [[0.7811697740516249]], [[0.8062875065967867]], [[0.930453258208974]], [[1.051364051454335]], [[1.167190384184942]], [[1.2752196894049577]], [[1.374773570112936]], [[1.4644761042938446]], [[1.5418115675277138]], [[1.6075916008200202]], [[1.657832703320698]], [[1.6929033444906125]], [[1.711542694975977]], [[1.7152332499655554]], [[1.7005689725426856]], [[1.672159965316484]], [[1.6223557280267404]], [[1.5564201326155829]], [[1.4407902163595216]], [[1.323959270921068]], [[1.2279692848687078]], [[1.1376697957196895]], [[1.1211750725695844]], [[1.1165508311744]], [[1.1225956277487485]], [[1.1251518792457922]], [[1.1188615827563195]], [[1.1086292524777643]], [[1.093537847741118]], [[1.0731957580840599]], [[1.0484857256514142]], [[1.0190077062045328]], [[0.9855368986452968]], [[0.9482591514061977]], [[0.9059358687360283]], [[0.8610677126969696]], [[0.8137254680836525]], [[0.7643496074137076]], [[0.7132344857331284]], [[0.6605295762813758]], [[0.6066676168923908]], [[0.5487746108031616]], [[0.4949156706548992]], [[0.45289400474708374]], [[0.3991478213810514]], [[0.3497596360458518]], [[0.3013031129046104]], [[0.26039736861304197]], [[0.23230863758558046]], [[0.21133268507724062]], [[0.2280877733513714]], [[0.2385897382415119]]], [[[0.11964998435457999]], [[0.11178387685045256]], [[0.0992962122506307]], [[0.13021452709216572]], [[0.17040936567058235]], [[0.22588070464097645]], [[0.28852118488089845]], [[0.34936949936444084]], [[0.41197548710991816]], [[0.4733320283555445]], [[0.5349771147940641]], [[0.603442558076813]], [[0.671272365065362]], [[0.7369616951423208]], [[0.8004582877962552]], [[0.8620822920963808]], [[0.9207911193955687]], [[0.9755591315206661]], [[1.0261580499006373]], [[1.0721174856572688]], [[1.1136557363089399]], [[1.1507084944281485]], [[1.1830198269298429]], [[1.211031539237315]], [[1.2341036340319758]], [[1.2525944002147986]], [[1.2666406866318114]], [[1.2749021589473688]], [[1.2793224101554441]], [[1.2784070604548325]], [[1.2728845466013483]], [[1.262141455833086]], [[1.2467738737505547]], [[1.2262727466778789]], [[1.2017083394137422]], [[1.1725794781707926]], [[1.139386786098503]], [[1.1023273683375248]], [[1.0613325689385391]], [[1.0169495587219546]], [[0.9691045636480364]], [[0.9181436954156937]], [[0.8643413340292475]], [[0.8078284195645498]], [[0.7491218415968028]], [[0.6886480933585429]], [[0.627219882512919]], [[0.5696064966941319]], [[0.5171851717170931]], [[0.45726816374414975]], [[0.38953434265367815]], [[0.37627838051044704]], [[0.3631251237066002]], [[0.35008039051579043]], [[0.33714999921167027]], [[0.3243397680678926]], [[0.31165551535811004]], [[0.29919386754172056]], [[0.28725801282830477]], [[0.27556451922010305]], [[0.26418496869390407]], [[0.2529780803012861]], [[0.24199486525933514]], [[0.23123687162901366]], [[0.22071842547795995]], [[0.21045151759436437]], [[0.2004398155104385]], [[0.19075141605766502]], [[0.1814014677383707]], [[0.1724609340228198]], [[0.16397135185448983]], [[0.15595510298340712]], [[0.14850208285806052]], [[0.14161280048469677]], [[0.13599364407116415]], [[0.13595331824414156]], [[0.1367351765615032]], [[0.13836137463143403]], [[0.14090659513831838]], [[0.14436486451261243]], [[0.14869528008304075]], [[0.15360064069120266]], [[0.15851346168402425]], [[0.1629825994226311]], [[0.16656726036428773]], [[0.16889787999094932]], [[0.16963129855175305]], [[0.1683680910494574]], [[0.1646810370400774]], [[0.15786650371310093]], [[0.14771610476323718]], [[0.13351189488836748]], [[0.11736739413410613]], [[0.10019236843314483]], [[0.08393500012525154]], [[0.06871773076809261]], [[0.05495334200895187]], [[0.0438813468699581]], [[0.0356463639156839]], [[0.03065393272866098]], [[0.02813914799505514]], [[0.02711907194775521]], [[0.027334250282318503]], [[0.027970522556450095]], [[0.02919765523677328]], [[0.030151875939278226]], [[0.031172366874684363]], [[0.03141133818958373]], [[0.031323385187654415]], [[0.03125208747669394]], [[0.032272056776793304]], [[0.03555156071190644]], [[0.041939381178101344]], [[0.05164600191991038]], [[0.06568233571035244]], [[0.08345311764018315]], [[0.10384067943816465]], [[0.12548724700258398]], [[0.14755217351586894]], [[0.16961668321884346]], [[0.19150577464158572]], [[0.21206413337860902]], [[0.23098393851241455]], [[0.25015929412955523]], [[0.2696188175878041]], [[0.2893193287265327]], [[0.3091751358910301]], [[0.32909565428803955]], [[0.349004528595615]], [[0.3687740109930976]], [[0.3882242599766469]], [[0.4072173016063887]], [[0.4256715063802552]], [[0.4435393707386704]], [[0.4608080480222114]], [[0.4774819143988339]], [[0.4935694928657205]], [[0.5152857845123527]], [[0.5413241055532614]], [[0.5675211792276221]], [[0.5939388251417792]], [[0.6206029388044566]], [[0.6475404493560495]], [[0.6747546747991211]], [[0.7021811534570443]], [[0.7297656037867046]], [[0.7574653573896095]], [[0.7853302331064326]], [[0.8133056693424727]], [[0.8412941970352901]], [[0.9796512948047141]], [[1.1143814134180747]], [[1.243445950408398]], [[1.3638223098329527]], [[1.4747545582798538]], [[1.5747095147045276]], [[1.6608839235794617]], [[1.7341821912525444]], [[1.7901655283682492]], [[1.8292445180749888]], [[1.8500142263397679]], [[1.8541265880086388]], [[1.8377862780699457]], [[1.8061303041859034]], [[1.7506337631626518]], [[1.677177742890077]], [[1.586026094985035]], [[1.4919460358388477]], [[1.4131580183180903]], [[1.3364132759836522]], [[1.3228234452649243]], [[1.3180927381333845]], [[1.3204803901371307]], [[1.3180399035679011]], [[1.3057286563875694]], [[1.2882947658007864]], [[1.2650398983679338]], [[1.2356306480626775]], [[1.2011532269027934]], [[1.1611956681150206]], [[1.1165484842123987]], [[1.0674204427593967]], [[1.0126901887238828]], [[0.9546909807703653]], [[0.8934859742113315]], [[0.8295306390651386]], [[0.7633210207654549]], [[0.6950921818171248]], [[0.6255567838962615]], [[0.554349234856935]], [[0.48702968340541986]], [[0.4239216766118121]], [[0.35512923636591814]], [[0.2920273632408793]], [[0.23054476624110237]], [[0.17753368889359358]], [[0.13881694930805422]], [[0.10927349160151972]], [[0.11493498627803865]], [[0.11964998435457999]]], [[[0.0609361223352344]], [[0.06241778614995561]], [[0.06893695545808072]], [[0.10192388467731708]], [[0.14413149326876493]], [[0.19888883796595985]], [[0.26100812537111323]], [[0.3246771432938152]], [[0.3937926922902135]], [[0.4640439658522776]], [[0.5351445655946521]], [[0.606178735995444]], [[0.6765621501653187]], [[0.7459467114535849]], [[0.8133828242839626]], [[0.8785034037011891]], [[0.9406297795824825]], [[0.9990509630281329]], [[1.0536348538486031]], [[1.1038914325578073]], [[1.149931827453497]], [[1.1916042302295249]], [[1.2285773764732357]], [[1.2611932380533741]], [[1.2887564553939792]], [[1.3115422926805635]], [[1.3295683214872704]], [[1.3417599054155869]], [[1.3498869839223]], [[1.3501212203114896]], [[1.3479011042131293]], [[1.3390931730713254]], [[1.3246837204607391]], [[1.3046945864493218]], [[1.2802533919525487]], [[1.250704253290362]], [[1.2166516998661374]], [[1.1782978648636573]], [[1.13555142993557]], [[1.0890182671191326]], [[1.0385790358761857]], [[0.9845808040089209]], [[0.9272578371404436]], [[0.8666404834548245]], [[0.8031228520671027]], [[0.736816615072434]], [[0.6679895977674718]], [[0.5978551232930193]], [[0.5269350458321125]], [[0.45708588095468344]], [[0.38901806684578094]], [[0.37569656901559734]], [[0.3624782421301524]], [[0.34936893208878333]], [[0.33637448498400846]], [[0.3235007471426467]], [[0.31075356517072084]], [[0.29813878600131855]], [[0.28566225694418035]], [[0.27342357547725793]], [[0.26149298427758455]], [[0.24973211859755778]], [[0.23819111988215383]], [[0.2268717394010508]], [[0.21578839719176723]], [[0.20495211246607387]], [[0.19436704947829098]], [[0.18409229749821965]], [[0.17414069561948592]], [[0.16457371785354855]], [[0.1554270494548792]], [[0.14672015491815046]], [[0.1385305213170074]], [[0.130858764834365]], [[0.12375887724149051]], [[0.11720686781139882]], [[0.11129356846798044]], [[0.10604751070528902]], [[0.1015541157969201]], [[0.09785345114918324]], [[0.09496283829118368]], [[0.09280445365546357]], [[0.09114931108993016]], [[0.08974948490667993]], [[0.08833636938171803]], [[0.08665709112204006]], [[0.0844535415502797]], [[0.08146268439882082]], [[0.07741891501907992]], [[0.0719758922204514]], [[0.06516265827490375]], [[0.05681537955469715]], [[0.04826425264988131]], [[0.040085507173418675]], [[0.03309404389865718]], [[0.027325916448440866]], [[0.022611390838538373]], [[0.018903013742902035]], [[0.016045232723782787]], [[0.013884416573602437]], [[0.012431749024005114]], [[0.011470550711932545]], [[0.011041303121625405]], [[0.010897415295778095]], [[0.011043895692147455]], [[0.011298171508651655]], [[0.011647722989664315]], [[0.011889714257084474]], [[0.01215178092495785]], [[0.012497064500665452]], [[0.013192809519287033]], [[0.014569046193835788]], [[0.01687239117504291]], [[0.020242362801714278]], [[0.02515339147149482]], [[0.03173267615248239]], [[0.04014568306675134]], [[0.05044974000570233]], [[0.06268757944105834]], [[0.0768832198481913]], [[0.09305861025886901]], [[0.11123490662703758]], [[0.13138505886782786]], [[0.1532810373477779]], [[0.1766428168554527]], [[0.201194739505968]], [[0.2266654764739236]], [[0.2527918667810225]], [[0.2792993675910877]], [[0.30591619344512444]], [[0.3324025680963767]], [[0.35870843092727633]], [[0.3848787485139733]], [[0.4109577535377206]], [[0.4369951419937831]], [[0.46303796626795374]], [[0.48912856929142934]], [[0.5152151251060432]], [[0.54137858238079]], [[0.5677013914762079]], [[0.5942455529313052]], [[0.6210370123766028]], [[0.6481027666903052]], [[0.6754461100329805]], [[0.7030023910633281]], [[0.7307171161143137]], [[0.7585474383849313]], [[0.7865433700354498]], [[0.8146501468446444]], [[0.8427699292871327]], [[0.9817740759482139]], [[1.1171339873565518]], [[1.2468033175478366]], [[1.367745964442418]], [[1.4792023889902388]], [[1.5796322144878605]], [[1.6662195285998476]], [[1.7398722254071521]], [[1.7961316288623128]], [[1.8354107495377037]], [[1.8563013262393366]], [[1.860449526765371]], [[1.8440614476546648]], [[1.8122892543161884]], [[1.7565670049111035]], [[1.6828072209791674]], [[1.5996407226461233]], [[1.5131753075336223]], [[1.4403010899322217]], [[1.393587423101578]], [[1.386842514861353]], [[1.3830593085634952]], [[1.3802985873217994]], [[1.372041364953592]], [[1.3548674796094213]], [[1.3322138676755821]], [[1.303845424082154]], [[1.2696048196055123]], [[1.2305949119149426]], [[1.186506869112439]], [[1.137959249573445]], [[1.0853027588996147]], [[1.0286208337655545]], [[0.9685574873223136]], [[0.9051726748931771]], [[0.8389161406786372]], [[0.770323785284972]], [[0.6996470721768566]], [[0.6276535544579881]], [[0.5546065529971462]], [[0.48088557817161975]], [[0.40728146118603603]], [[0.3341008725888346]], [[0.2677965321286135]], [[0.20383132113013544]], [[0.1477340510618237]], [[0.10462335671268162]], [[0.07118437773383166]], [[0.0631437151473049]], [[0.060936122335234405]]], [[[0.04440366557892058]], [[0.05018965328952081]], [[0.06406283144050132]], [[0.09734616448189834]], [[0.13972518587864344]], [[0.1934864686302695]], [[0.25432732428811367]], [[0.31781106369083084]], [[0.388120800869527]], [[0.46005219076318726]], [[0.5329923866251287]], [[0.605170323421778]], [[0.6763552900926981]], [[0.746434620707823]], [[0.8145104018717172]], [[0.8798122303937848]], [[0.9422760154384215]], [[1.0011590959209005]], [[1.0563454980357805]], [[1.1073451129821537]], [[1.1542409121714392]], [[1.1968605017702425]], [[1.234855817549055]], [[1.2685368596435547]], [[1.297198076923614]], [[1.321085473016212]], [[1.3401773131344847]], [[1.3534998892540198]], [[1.3627577412455025]], [[1.3632711358952119]], [[1.3622079370156945]], [[1.3541564755151467]], [[1.3402069735210254]], [[1.3206455031115194]], [[1.2965760850315071]], [[1.2673030891255694]], [[1.2334580471810166]], [[1.1952451734163883]], [[1.1525711735982425]], [[1.106059659709676]], [[1.0555870768093296]], [[1.0015100094777492]], [[0.9440670322669468]], [[0.8832876316587284]], [[0.8195736183124056]], [[0.7530221184212869]], [[0.6838932540574172]], [[0.6132905777873104]], [[0.5416209860131653]], [[0.4709363435385667]], [[0.4019485651643981]], [[0.38837472841979576]], [[0.37488752135072057]], [[0.361492503662838]], [[0.34819528092049934]], [[0.33500151430793546]], [[0.3219169312888012]], [[0.3089473369676178]], [[0.29609862586153674]], [[0.2834584696387446]], [[0.27108921496006705]], [[0.2588717630542607]], [[0.24685110832324136]], [[0.23503064067313856]], [[0.22342518987024979]], [[0.21204443971073633]], [[0.20089517698579704]], [[0.19001492591316832]], [[0.1794141903899588]], [[0.1691346445477588]], [[0.15920465543956197]], [[0.14964403566726103]], [[0.14051132167082306]], [[0.13182126732282307]], [[0.12352031303031151]], [[0.1147867818287207]], [[0.10645142159577292]], [[0.09851536688289557]], [[0.09103180446562846]], [[0.0840195024756465]], [[0.07747921749155307]], [[0.07141514111624336]], [[0.06580242046919346]], [[0.060581920288487794]], [[0.05570331911291907]], [[0.051124184954729514]], [[0.048679172161480926]], [[0.04554849951793901]], [[0.04171848703623544]], [[0.037466022714149894]], [[0.03326260213036755]], [[0.0291184939141008]], [[0.025436460890463964]], [[0.022359770792263117]], [[0.02001079583061686]], [[0.018457976916202722]], [[0.017301359540030897]], [[0.01611150998435466]], [[0.014861502661098243]], [[0.013448397129299105]], [[0.012257183825808298]], [[0.011313884745959173]], [[0.010716908164433844]], [[0.010321320349495398]], [[0.010057841127237609]], [[0.010034528556406845]], [[0.01014123993448458]], [[0.010420386076509412]], [[0.01085698168307471]], [[0.011384624610909866]], [[0.012001122450046295]], [[0.012760486026200557]], [[0.013623774298611738]], [[0.0145401071851648]], [[0.015467766286549445]], [[0.016811668059990344]], [[0.018824963350334626]], [[0.02195879346023811]], [[0.026719943702887765]], [[0.03356992676462592]], [[0.042954573308188346]], [[0.05531397275242048]], [[0.07095423802020291]], [[0.08960043287669021]], [[0.11083192050583784]], [[0.13424410932869063]], [[0.1594414287417598]], [[0.18596460070316445]], [[0.21310040029523306]], [[0.24124012464458272]], [[0.27002298164596716]], [[0.29743619653267545]], [[0.32377866129167965]], [[0.3493315628641845]], [[0.37445282311051487]], [[0.3994945237773089]], [[0.4245272305577765]], [[0.44938083575703003]], [[0.4741439470054427]], [[0.4989981961924546]], [[0.5239499819012632]], [[0.5489942649178446]], [[0.5741307239593595]], [[0.5993456187486409]], [[0.6246259887799804]], [[0.6499400426760505]], [[0.6752581329706653]], [[0.7006081382314242]], [[0.7259626674205046]], [[0.7512696398133731]], [[0.8756519014086441]], [[0.996700591064313]], [[1.1133295507599434]], [[1.2231061833140209]], [[1.3253275756263225]], [[1.4186149898308442]], [[1.5006682326955731]], [[1.571975495642166]], [[1.6289580919320692]], [[1.67215590585708]], [[1.7015872047653122]], [[1.7133045276905174]], [[1.711628394085725]], [[1.697052836992411]], [[1.662588934820017]], [[1.6131325751595262]], [[1.5545659879297102]], [[1.491760767602621]], [[1.437086352111127]], [[1.4042131089988605]], [[1.4002357902528453]], [[1.3968839793773966]], [[1.392120299031366]], [[1.3817252868885495]], [[1.3629305407412953]], [[1.3386190839803465]], [[1.3087266611716561]], [[1.273152691968676]], [[1.2329853460967455]], [[1.1879473422004396]], [[1.1385860390843658]], [[1.0852461314423498]], [[1.028172887252283]], [[0.9676758468431784]], [[0.9038055677672042]], [[0.8369653015573281]], [[0.7677337093154161]], | drag coefficients, spanwise
aeroelastic_qblade.airfoils_cm | intermediate |  | [[[[-4.0657581468206416e-20]], [[-3.903127820947816e-18]], [[8.673617379884035e-19]], [[-2.2551405187698492e-17]], [[2.7755575615628914e-17]], [[2.6020852139652106e-17]], [[-4.163336342344337e-17]], [[-5.551115123125783e-17]], [[-1.1102230246251565e-16]], [[1.0408340855860843e-17]], [[-2.7755575615628914e-17]], [[-2.0816681711721685e-17]], [[-3.122502256758253e-17]], [[-6.591949208711867e-17]], [[-2.0816681711721685e-17]], [[1.3877787807814457e-17]], [[-4.163336342344337e-17]], [[-5.551115123125783e-17]], [[-3.122502256758253e-17]], [[3.469446951953614e-18]], [[-1.0408340855860843e-17]], [[-7.632783294297951e-17]], [[3.469446951953614e-18]], [[6.938893903907228e-17]], [[-8.673617379884035e-17]], [[1.214306433183765e-17]], [[-3.2959746043559335e-17]], [[-1.0928757898653885e-16]], [[-3.2959746043559335e-17]], [[-6.591949208711867e-17]], [[-5.4643789493269423e-17]], [[-4.423544863740858e-17]], [[2.2551405187698492e-17]], [[-3.3285006695304986e-17]], [[-2.233456475320139e-17]], [[1.0842021724855044e-17]], [[-7.806255641895632e-17]], [[-4.5102810375396984e-17]], [[0.0]], [[-6.765421556309548e-17]], [[-3.469446951953614e-18]], [[-2.2551405187698492e-17]], [[-2.42861286636753e-17]], [[-1.3877787807814457e-17]], [[-3.122502256758253e-17]], [[-1.734723475976807e-17]], [[-1.3877787807814457e-17]], [[-6.938893903907228e-18]], [[0.0]], [[-1.3877787807814457e-17]], [[0.0]], [[-1.734723475976807e-17]], [[1.0408340855860843e-17]], [[-2.949029909160572e-17]], [[-5.204170427930421e-18]], [[2.0816681711721685e-17]], [[3.469446951953614e-18]], [[-5.204170427930421e-18]], [[-5.204170427930421e-18]], [[-2.7755575615628914e-17]], [[-1.734723475976807e-17]], [[6.938893903907228e-18]], [[-3.469446951953614e-18]], [[-6.938893903907228e-18]], [[-3.469446951953614e-18]], [[5.204170427930421e-18]], [[-8.673617379884035e-19]], [[-8.673617379884035e-18]], [[-1.929879867024198e-17]], [[2.2551405187698492e-17]], [[-3.0357660829594124e-18]], [[-8.673617379884035e-19]], [[2.168404344971009e-18]], [[-3.469446951953614e-18]], [[6.938893903907228e-18]], [[-6.938893903907228e-18]], [[-7.806255641895632e-18]], [[-1.734723475976807e-18]], [[5.204170427930421e-18]], [[0.0]], [[1.734723475976807e-18]], [[8.673617379884035e-19]], [[0.0]], [[0.0]], [[6.938893903907228e-18]], [[6.938893903907228e-18]], [[6.938893903907228e-18]], [[1.3877787807814457e-17]], [[3.469446951953614e-18]], [[5.637851296924623e-18]], [[6.938893903907228e-18]], [[8.673617379884035e-18]], [[-6.071532165918825e-18]], [[-6.071532165918825e-18]], [[-6.938893903907228e-18]], [[0.0]], [[8.321251673826247e-18]], [[5.204170427930421e-18]], [[-6.938893903907228e-18]], [[-3.469446951953614e-18]], [[2.7647155398380363e-18]], [[3.469446951953614e-18]], [[-6.938893903907228e-18]], [[-1.0408340855860843e-17]], [[-1.3877787807814457e-17]], [[0.0]], [[-1.3877787807814457e-17]], [[-3.469446951953614e-18]], [[-1.734723475976807e-17]], [[-6.938893903907228e-18]], [[6.938893903907228e-18]], [[1.3877787807814457e-17]], [[-1.3877787807814457e-17]], [[-6.938893903907228e-18]], [[-1.3877787807814457e-17]], [[-6.938893903907228e-18]], [[0.0]], [[-6.938893903907228e-18]], [[-6.938893903907228e-18]], [[0.0]], [[7.806255641895632e-18]], [[1.214306433183765e-17]], [[5.204170427930421e-18]], [[6.938893903907228e-18]], [[1.3877787807814457e-17]], [[1.3877787807814457e-17]], [[0.0]], [[0.0]], [[1.3877787807814457e-17]], [[1.3877787807814457e-17]], [[1.3877787807814457e-17]], [[1.3877787807814457e-17]], [[0.0]], [[1.3877787807814457e-17]], [[1.3877787807814457e-17]], [[1.3877787807814457e-17]], [[1.3877787807814457e-17]], [[1.3877787807814457e-17]], [[2.7755575615628914e-17]], [[1.3877787807814457e-17]], [[1.3877787807814457e-17]], [[0.0]], [[1.3877787807814457e-17]], [[2.7755575615628914e-17]], [[1.3877787807814457e-17]], [[1.3877787807814457e-17]], [[0.0]], [[4.163336342344337e-17]], [[4.85722573273506e-17]], [[6.938893903907228e-18]], [[3.469446951953614e-17]], [[3.469446951953614e-17]], [[2.0816681711721685e-17]], [[-1.3877787807814457e-17]], [[0.0]], [[0.0]], [[0.0]], [[0.0]], [[-2.7755575615628914e-17]], [[8.326672684688674e-17]], [[0.0]], [[5.551115123125783e-17]], [[2.7755575615628914e-17]], [[1.3877787807814457e-17]], [[6.938893903907228e-17]], [[1.3877787807814457e-17]], [[-5.551115123125783e-17]], [[-2.7755575615628914e-17]], [[6.938893903907228e-18]], [[6.245004513516506e-17]], [[1.3877787807814457e-17]], [[0.0]], [[4.163336342344337e-17]], [[3.469446951953614e-17]], [[6.938893903907228e-18]], [[6.938893903907228e-17]], [[0.0]], [[1.3877787807814457e-17]], [[1.3877787807814457e-17]], [[1.249000902703301e-16]], [[2.7755575615628914e-17]], [[3.469446951953614e-17]], [[4.163336342344337e-17]], [[6.938893903907228e-17]], [[-1.3877787807814457e-17]], [[2.42861286636753e-17]], [[5.898059818321144e-17]], [[0.0]], [[5.551115123125783e-17]], [[-2.0816681711721685e-17]], [[-3.2959746043559335e-17]], [[-3.2959746043559335e-17]], [[-1.0408340855860843e-17]], [[5.551115123125783e-17]], [[1.734723475976807e-17]], [[2.2551405187698492e-17]], [[1.734723475976807e-17]], [[-1.734723475976807e-18]], [[3.0357660829594124e-18]], [[-3.3881317890172014e-21]]], [[[5.037314841631203e-06]], [[0.0018728215563307846]], [[0.003547360589045926]], [[0.00505021627030542]], [[0.006332537698580599]], [[0.0074945029350892145]], [[0.008538994678846069]], [[0.009455972886719819]], [[0.010233624800101485]], [[0.010908958912816173]], [[0.011496842371771322]], [[0.012006931281841073]], [[0.012443137518449165]], [[0.012815736966241043]], [[0.01312311311669078]], [[0.01337518199621945]], [[0.013576106812778519]], [[0.013728080708209175]], [[0.013842157294411121]], [[0.013912376530088855]], [[0.013946661311955856]], [[0.013940018888914562]], [[0.013917721606106756]], [[0.013852456441921759]], [[0.013765433423802155]], [[0.013651456166405547]], [[0.013516562284813405]], [[0.013362749973216856]], [[0.013190957705215186]], [[0.013006168621443737]], [[0.012808720222827264]], [[0.012601961232116966]], [[0.012385049608514644]], [[0.012157630648361584]], [[0.011918923443226884]], [[0.011668192803567054]], [[0.011404732579124287]], [[0.01112791259413667]], [[0.01083689662644728]], [[0.010531153943447486]], [[0.010209854007740927]], [[0.009872332274957912]], [[0.009517972817845392]], [[0.009145880527413074]], [[0.008755601429547507]], [[0.008346244128657643]], [[0.007917169979697457]], [[0.00746777415662345]], [[0.006997120379299147]], [[0.0065048080309542435]], [[0.005989903459625939]], [[0.005883017512974946]], [[0.005774984527816629]], [[0.005665901664849133]], [[0.005555866084770737]], [[0.005444974948279658]], [[0.00533332541607408]], [[0.005221014648852228]], [[0.00510813980731234]], [[0.00499405032132118]], [[0.004878207047341935]], [[0.004761605447645256]], [[0.004643994397647332]], [[0.004525365621945315]], [[0.004407065579226177]], [[0.004284304340095279]], [[0.00415723674609547]], [[0.003987698616688813]], [[0.0037575652638707803]], [[0.0034217944922882854]], [[0.0029636513952074773]], [[0.002352313828288351]], [[0.0016497453066636673]], [[0.0008646172646898324]], [[5.425035318157995e-05]], [[2.3491588148197295e-05]], [[1.6791090934315574e-05]], [[1.1408367553608287e-05]], [[7.158245026195678e-06]], [[3.923709952426135e-06]], [[1.593156505228302e-06]], [[1.7049568759087454e-07]], [[-0.00048129771898126894]], [[-0.001129180059949192]], [[-0.0018735627494845739]], [[-0.0025072832626352043]], [[-0.002996927162368393]], [[-0.003001760959543069]], [[-0.0007304652293076263]], [[-1.5225490556850137e-05]], [[-1.2557549960054773e-05]], [[-1.3118461482908642e-05]], [[-1.37961229194428e-05]], [[-1.4747599886783327e-05]], [[-2.208456665089842e-05]], [[-2.412136416696936e-05]], [[-1.5514461256411458e-05]], [[-1.1721636388033543e-05]], [[-1.0115789521359525e-05]], [[-1.3098190717129171e-05]], [[-1.8404450216686166e-05]], [[-2.6507698111865458e-05]], [[-3.400414438146232e-05]], [[-0.000511261342174843]], [[-0.0008257540058169508]], [[-0.0009274894870893412]], [[-0.0008966233281725508]], [[-0.0007889161178600106]], [[-0.0006486471342975614]], [[-0.0005044837630023974]], [[-0.0003470475569126649]], [[-0.0002157338438285722]], [[-0.00010653007055545782]], [[-4.2520304872575854e-05]], [[-4.175791656994832e-05]], [[-4.111751826308546e-05]], [[-4.07339478903368e-05]], [[-0.0001174032828095764]], [[-0.0003602365640455289]], [[-0.0007333652418649687]], [[-0.0012590496497086557]], [[-0.0019692342864577163]], [[-0.00285803384893241]], [[-0.0038140486090625716]], [[-0.004684765695863152]], [[-0.004855756428134947]], [[-0.005071839912133377]], [[-0.0053296275616266375]], [[-0.005612629917594786]], [[-0.005901494167268637]], [[-0.0060233807173894205]], [[-0.00603829896215366]], [[-0.0061036547819191544]], [[-0.006200592640728725]], [[-0.006309980436492751]], [[-0.006413059824829523]], [[-0.00651046306913354]], [[-0.006600362541156937]], [[-0.006686053277271828]], [[-0.0067685790092085335]], [[-0.006850274641991505]], [[-0.006932501498384203]], [[-0.007016407594732377]], [[-0.007102612342160156]], [[-0.007190363392834409]], [[-0.007279676860036652]], [[-0.007370720925091723]], [[-0.007463442492872431]], [[-0.007557697173452761]], [[-0.007653367372381946]], [[-0.008146023863814592]], [[-0.008663815938753046]], [[-0.009198270665752614]], [[-0.009739285176404266]], [[-0.01028032374793756]], [[-0.010812214017375268]], [[-0.011323996996831093]], [[-0.01181150679125735]], [[-0.012261852988615998]], [[-0.01267718810624624]], [[-0.013057761725005057]], [[-0.013406795901162435]], [[-0.013726899981233456]], [[-0.014020602703998575]], [[-0.014290543078044365]], [[-0.014539174174040104]], [[-0.014769348418700673]], [[-0.014983173430240061]], [[-0.015183809445184854]], [[-0.015373417904439683]], [[-0.015554970899906886]], [[-0.015730249354284916]], [[-0.015900333424919505]], [[-0.01605925755635243]], [[-0.01620394071575295]], [[-0.01633044384517015]], [[-0.01643024167769723]], [[-0.01650759620582682]], [[-0.016535673819542906]], [[-0.016545567619031497]], [[-0.01650461223725072]], [[-0.016421001314125293]], [[-0.01627833974097099]], [[-0.01608619063257123]], [[-0.015829708254695547]], [[-0.015508729780829525]], [[-0.015119586481111807]], [[-0.014652093666498632]], [[-0.01410863941970121]], [[-0.013478825605713618]], [[-0.01276085353249917]], [[-0.011950473144181307]], [[-0.011038208962622014]], [[-0.009969972846242046]], [[-0.008762737462346631]], [[-0.0074204356073437035]], [[-0.0059310628831421835]], [[-0.004174915936742742]], [[-0.0022054375757723367]], [[5.037314841631877e-06]]], [[[6.628176459505624e-05]], [[0.021017913871025227]], [[0.03980944097459122]], [[0.05667433626304082]], [[0.0710639833567511]], [[0.08410294349810721]], [[0.09582328934811403]], [[0.10611211471051356]], [[0.11483713590122692]], [[0.12241342713491807]], [[0.12900806063511425]], [[0.13472946483645012]], [[0.13962184770628672]], [[0.14380083653667713]], [[0.14717332865961236]], [[0.14989360166734064]], [[0.15204283642344005]], [[0.15365015411727595]], [[0.15484588561236928]], [[0.1555363429995324]], [[0.15586551367844678]], [[0.1557409714371772]], [[0.15541412364216983]], [[0.15462896918639785]], [[0.15359823790540128]], [[0.15226711983683852]], [[0.15069993820254873]], [[0.14891845466944795]], [[0.14693198600715077]], [[0.14479447471645618]], [[0.14250902002896507]], [[0.14011165592860883]], [[0.13759518803813622]], [[0.13495637553817402]], [[0.13218958481765286]], [[0.1292876607148269]], [[0.12624501510856703]], [[0.12305656016898535]], [[0.11971447523168527]], [[0.11621524440515185]], [[0.11255108428393981]], [[0.10871668246589015]], [[0.10470704016169338]], [[0.10051395735263696]], [[0.09613441338643285]], [[0.09156023210819939]], [[0.0867862690397916]], [[0.08180759466271678]], [[0.07661574749076644]], [[0.07120804606456874]], [[0.06557604555950071]], [[0.06440996966516377]], [[0.06323256355780071]], [[0.062044793559670686]], [[0.06084762599303319]], [[0.05964202718014729]], [[0.05842896344327243]], [[0.0572094011046677]], [[0.05598430648659247]], [[0.05474729399936089]], [[0.053493068147667466]], [[0.05223141898623546]], [[0.050959887474198835]], [[0.049678399073940574]], [[0.04839852461618504]], [[0.04707912370395256]], [[0.0457216420936772]], [[0.04399804333987668]], [[0.04175310051103697]], [[0.03840143173205585]], [[0.03338895738499617]], [[0.02695674740391834]], [[0.019870256593639474]], [[0.012261388519691246]], [[0.004660933276055476]], [[0.003408734620221848]], [[0.002511869109475936]], [[0.0017720434883921137]], [[0.0011669694606279441]], [[0.0006834371163082983]], [[0.0003077485724231866]], [[4.028737683333403e-05]], [[-0.004837498780204668]], [[-0.011349331083882083]], [[-0.018831083460051235]], [[-0.025200575955975944]], [[-0.03012196177244626]], [[-0.030170546020852337]], [[-0.009777090703829806]], [[-0.0023156220436655077]], [[-0.0019802391404299697]], [[-0.002064655262601473]], [[-0.002155359839026279]], [[-0.002278026369139134]], [[-0.0031832000946034663]], [[-0.003428247890482544]], [[-0.0023486989918765186]], [[-0.0018567293912132767]], [[-0.0016472020711972976]], [[-0.0020689399508553967]], [[-0.0027900233298745938]], [[-0.0038552331739845]], [[-0.004826519619954027]], [[-0.009357228739735688]], [[-0.012367918025149971]], [[-0.013441187822075807]], [[-0.01328992009215735]], [[-0.012427156586096683]], [[-0.011260245577863155]], [[-0.01005143631610141]], [[-0.008709077348695825]], [[-0.007584602866883606]], [[-0.006629854435300259]], [[-0.006024511627341144]], [[-0.0059238110168319605]], [[-0.005834600418600865]], [[-0.005774121726724667]], [[-0.006379758949356343]], [[-0.008395080553812285]], [[-0.011596567622051726]], [[-0.016268498653960822]], [[-0.02291613055923751]], [[-0.03207255843119059]], [[-0.03993233716815818]], [[-0.04708634062769093]], [[-0.048804959740496985]], [[-0.05097680379676468]], [[-0.05356781428942813]], [[-0.05641225650845377]], [[-0.05931561632158508]], [[-0.06087509221586755]], [[-0.061555836846668974]], [[-0.06260505218503969]], [[-0.06387488425902717]], [[-0.06522026562422406]], [[-0.06649318355977418]], [[-0.06770229845930388]], [[-0.0688354654093008]], [[-0.06992261671219283]], [[-0.07097379326307507]], [[-0.07201120690470711]], [[-0.07304794570651305]], [[-0.07409519247416405]], [[-0.07515744951161382]], [[-0.07622985242837327]], [[-0.07731227071583283]], [[-0.07840564781275831]], [[-0.07950967303394184]], [[-0.08062328627692517]], [[-0.08174552770191279]], [[-0.08741446552303384]], [[-0.09321949482241743]], [[-0.09909894615104015]], [[-0.10496969680152729]], [[-0.11078226951841164]], [[-0.1164650594732686]], [[-0.1219319647390304]], [[-0.1271519530737345]], [[-0.13202275817993978]], [[-0.13656328906412052]], [[-0.14077606868663362]], [[-0.14468706512667662]], [[-0.14831886675596145]], [[-0.1516910100267151]], [[-0.15482631210042397]], [[-0.15774469721802134]], [[-0.1604691716754566]], [[-0.16301845140322307]], [[-0.1654169466700685]], [[-0.16768379015169543]], [[-0.1698436426422305]], [[-0.17190873807645843]], [[-0.17388976697818545]], [[-0.17572344448396782]], [[-0.17738103659890875]], [[-0.1788231702321233]], [[-0.17996137766841222]], [[-0.18084461001875446]], [[-0.18119748482060266]], [[-0.18133315814304388]], [[-0.1809186522910824]], [[-0.18006218190841938]], [[-0.1785640399055454]], [[-0.17654285829432112]], [[-0.17383899911088999]], [[-0.17045326310312225]], [[-0.16633344301331082]], [[-0.1613569020417957]], [[-0.15553476789015547]], [[-0.14874053932978604]], [[-0.14093849670994354]], [[-0.13207652630028813]], [[-0.12203397105971878]], [[-0.11024435300622683]], [[-0.09688403050077786]], [[-0.08201850644720435]], [[-0.06553966951356796]], [[-0.04612355055407122]], [[-0.024351978664601894]], [[6.628176459506226e-05]]], [[[0.00017846327256128223]], [[0.04365487926189311]], [[0.08266073848820363]], [[0.11766646921043886]], [[0.14752398153017715]], [[0.17457603748161118]], [[0.198882310421072]], [[0.22020150187644663]], [[0.23826479610342483]], [[0.25392509928573226]], [[0.2675323151615092]], [[0.27930843072643763]], [[0.2893494473434235]], [[0.2979025863338945]], [[0.30464340458043315]], [[0.30997591204202807]], [[0.314133478820555]], [[0.31718904694519884]], [[0.31943021015055667]], [[0.3205879203508209]], [[0.32111448838578804]], [[0.3207166556660687]], [[0.3198252424438285]], [[0.3180511003241212]], [[0.31576424028508193]], [[0.3128609070373913]], [[0.30946476906761605]], [[0.3056190599330303]], [[0.3013396849390237]], [[0.2967328679814858]], [[0.29180310556268674]], [[0.28662073006169014]], [[0.28117714190255605]], [[0.27546769514317243]], [[0.26948946966029996]], [[0.26323070391685555]], [[0.2566863534130705]], [[0.2498514250497506]], [[0.24271408794322932]], [[0.2352738806876195]], [[0.22751897539273477]], [[0.219444364200091]], [[0.21104504035384813]], [[0.20230917409338167]], [[0.19323630621958215]], [[0.18381460661757665]], [[0.1740390721836807]], [[0.1639046850258106]], [[0.15339963447565766]], [[0.14252343821646302]], [[0.13126428421863265]], [[0.1289418492492133]], [[0.12660025216784423]], [[0.12424114818772765]], [[0.12186619252206607]], [[0.11947704038406164]], [[0.11707534698691684]], [[0.11466276754383384]], [[0.11224095726801504]], [[0.10979924559817437]], [[0.10732877205486578]], [[0.10484595763152094]], [[0.10234671185129879]], [[0.09983093154168948]], [[0.09731269256862987]], [[0.0947420281344122]], [[0.0921211173540087]], [[0.08905064428279535]], [[0.08534370430046537]], [[0.07976152840434911]], [[0.0705379099525098]], [[0.059311516609300896]], [[0.04761570965950134]], [[0.035756891321455014]], [[0.02446613738557673]], [[0.0193770289550427]], [[0.015050618193539375]], [[0.011267098435427215]], [[0.007946662559829952]], [[0.005052799622903264]], [[0.0025331984345727107]], [[0.00038815635659479245]], [[-0.008446111444082801]], [[-0.019815553348047663]], [[-0.03287844333258682]], [[-0.04399936468206014]], [[-0.05259194009217281]], [[-0.0526767665686453]], [[-0.026841507344746916]], [[-0.014251623499878026]], [[-0.012874802089967927]], [[-0.013385634078442864]], [[-0.013823177074005205]], [[-0.014362877907391965]], [[-0.017876241504279317]], [[-0.018752310599160875]], [[-0.014349023120606642]], [[-0.012150036542072633]], [[-0.011199393001085233]], [[-0.013483954513126475]], [[-0.017082661089373525]], [[-0.022005720574598545]], [[-0.026334748140732347]], [[-0.03323648749954181]], [[-0.03793874034166618]], [[-0.0400191086397464]], [[-0.040392311181470054]], [[-0.039757334194736996]], [[-0.038666804442458104]], [[-0.03747700125975367]], [[-0.03603587542444813]], [[-0.034795939647443916]], [[-0.03364637927739968]], [[-0.032758454218486326]], [[-0.03228761242038951]], [[-0.03181850888644484]], [[-0.031425370857860416]], [[-0.03179116557058677]], [[-0.0337208700233286]], [[-0.037213090632192206]], [[-0.04286622492937961]], [[-0.051912040613538005]], [[-0.06657048832182952]], [[-0.07470796691586741]], [[-0.08221117947624482]], [[-0.08521183109730349]], [[-0.0890037983456404]], [[-0.09352761620444251]], [[-0.09849391740051813]], [[-0.1035630867498365]], [[-0.10732986758079396]], [[-0.11017557314134543]], [[-0.11323230218111943]], [[-0.11637197427939491]], [[-0.1194887519561771]], [[-0.12245073226020023]], [[-0.1252802337963673]], [[-0.1279754846037111]], [[-0.1305787990757895]], [[-0.13310630464528947]], [[-0.13559286072891732]], [[-0.1380594625978225]], [[-0.14052452411097152]], [[-0.14299052584552596]], [[-0.14545739599899604]], [[-0.1479239936490006]], [[-0.15038963407425887]], [[-0.1528544709381156]], [[-0.15531787450586113]], [[-0.15777886230630217]], [[-0.16991594193594137]], [[-0.1819267828196343]], [[-0.1937770520721746]], [[-0.20537912910976053]], [[-0.21669724466665805]], [[-0.2276706483558904]], [[-0.23822408090805233]], [[-0.2483371999579922]], [[-0.2579166648016183]], [[-0.26698697995782583]], [[-0.27555259549970684]], [[-0.28363881825929305]], [[-0.2912737289390215]], [[-0.2984730810620399]], [[-0.3052651383058659]], [[-0.311669916295798]], [[-0.31770990260797494]], [[-0.323410070758508]], [[-0.3287900840840584]], [[-0.33387525590069506]], [[-0.3386923728314247]], [[-0.3432451057492602]], [[-0.3475516014475399]], [[-0.35149098496078784]], [[-0.35502006001483327]], [[-0.3580707636560423]], [[-0.3604799529659305]], [[-0.362352182805675]], [[-0.3631889142338423]], [[-0.36353890819222123]], [[-0.3628062491069702]], [[-0.3612606127314151]], [[-0.35844429581365406]], [[-0.354634712771669]], [[-0.3495205968615859]], [[-0.3431109553669766]], [[-0.3352667668666544]], [[-0.3257106261189996]], [[-0.31442176699671376]], [[-0.30111067013320325]], [[-0.2856598952638502]], [[-0.2679491175414043]], [[-0.2476883149052171]], [[-0.22381712730644754]], [[-0.19666147479915377]], [[-0.16641681508372638]], [[-0.1329335521822446]], [[-0.09352283111954279]], [[-0.04933998996860265]], [[0.00017846327256128974]]], [[[0.00029996199543164093]], [[0.05568714545651428]], [[0.10536115221613516]], [[0.14993744270991194]], [[0.18792262420708147]], [[0.22232879121319862]], [[0.25320850611617574]], [[0.2802305877282251]], [[0.30307190284897906]], [[0.32278824400894246]], [[0.33983487822436764]], [[0.3544824840440215]], [[0.36686657588539895]], [[0.3773262927876343]], [[0.3855710711734561]], [[0.39207679731559497]], [[0.39710124386747286]], [[0.40074705727993504]], [[0.40339275890699633]], [[0.40463656138949383]], [[0.40517675007186216]], [[0.4045590189280487]], [[0.4032555680267627]], [[0.40088868322021975]], [[0.3978693036512542]], [[0.39407402269815]], [[0.389651630397138]], [[0.3846553670324155]], [[0.3791026062575997]], [[0.3731233570645972]], [[0.3667217454315038]], [[0.3599833155267754]], [[0.3529023156305865]], [[0.3454745477838031]], [[0.3377034456792102]], [[0.32957661050184767]], [[0.32109297774749446]], [[0.3122507452463386]], [[0.30303849342572603]], [[0.2934611978719048]], [[0.2835073823379996]], [[0.2731755930825373]], [[0.2624638491849636]], [[0.25136137387556573]], [[0.23987231121888236]], [[0.2279858434185023]], [[0.2157002431220982]], [[0.2030133892813819]], [[0.18991498629960443]], [[0.17640855746636872]], [[0.1624837762218975]], [[0.15961885861827915]], [[0.15673318838045475]], [[0.15382857900390903]], [[0.1509068439841267]], [[0.14796979681659236]], [[0.1450192509967908]], [[0.1420570200202066]], [[0.13908491738232437]], [[0.13609151560885588]], [[0.13306731407905592]], [[0.13002996068200945]], [[0.12697509365032378]], [[0.12390262409658499]], [[0.12082231257980156]], [[0.11769962233708132]], [[0.11453664781284706]], [[0.11105613105170413]], [[0.10713114383849097]], [[0.10174735266466514]], [[0.09334738056304885]], [[0.083471477131116]], [[0.07329436552548038]], [[0.06304568332718295]], [[0.05319309281590014]], [[0.044835896400612495]], [[0.03684786750736012]], [[0.029199302891133132]], [[0.02182842420452868]], [[0.014751856959871353]], [[0.007915529634866431]], [[0.0013151958228515878]], [[-0.009411447614719836]], [[-0.022080343543476523]], [[-0.0366362377677315]], [[-0.049028208842339244]], [[-0.05860286031162104]], [[-0.0586973819083283]], [[-0.04567798489546391]], [[-0.03582873021747608]], [[-0.03403102022732114]], [[-0.03529417057737296]], [[-0.03610199641951192]], [[-0.03693778118334121]], [[-0.040790056124722536]], [[-0.041462529517276435]], [[-0.03581659953644167]], [[-0.03229459406706554]], [[-0.030724981571030104]], [[-0.03571550401666657]], [[-0.04273131145265914]], [[-0.051155669293834846]], [[-0.05804795682265031]], [[-0.06424506776654633]], [[-0.06870040659362678]], [[-0.07135838397253573]], [[-0.0728015593775151]], [[-0.07347638285004825]], [[-0.07372610387247364]], [[-0.07378889004048297]], [[-0.0735024976740404]], [[-0.07315106856833783]], [[-0.07257859489196666]], [[-0.07189919845841657]], [[-0.07107597112043626]], [[-0.07009015372106354]], [[-0.06905116727553699]], [[-0.06827516793576337]], [[-0.06812831237847407]], [[-0.06887189078462569]], [[-0.07101793493662752]], [[-0.07562002011217857]], [[-0.08476672711892959]], [[-0.08806933064888141]], [[-0.09160738809894199]], [[-0.09495099488516345]], [[-0.09917635958118087]], [[-0.1042172207015344]], [[-0.10975113815635693]], [[-0.11539968093217798]], [[-0.12060648986329338]], [[-0.1253798605637087]], [[-0.12997033685774226]], [[-0.13436097163290703]], [[-0.1385764067826385]], [[-0.142592007501791]], [[-0.14643960339927578]], [[-0.15013601086194414]], [[-0.15371876262775927]], [[-0.15720447211240307]], [[-0.1606281907383635]], [[-0.1640115186379463]], [[-0.167373899999131]], [[-0.1707128963069733]], [[-0.17403657069352507]], [[-0.1773427689322191]], [[-0.18062847312291402]], [[-0.18389452761138556]], [[-0.1871414115268861]], [[-0.19036870058573518]], [[-0.20605831860604978]], [[-0.2212554361566085]], [[-0.23599271412128442]], [[-0.2502281270531641]], [[-0.26397076220881316]], [[-0.27721507252595834]], [[-0.28994978959133794]], [[-0.30218496737164313]], [[-0.3138989955275308]], [[-0.32511095036100346]], [[-0.3358258341399334]], [[-0.3460524751305991]], [[-0.35581118074129003]], [[-0.3651017547902258]], [[-0.37394449923900946]], [[-0.38234743377575636]], [[-0.3903185194325959]], [[-0.39787813459130533]], [[-0.40502599195220584]], [[-0.41178247351892827]], [[-0.41816169449406915]], [[-0.42415064033996536]], [[-0.4297690305312227]], [[-0.4348721360315413]], [[-0.4394185655654001]], [[-0.4433331356752875]], [[-0.4464256627233103]], [[-0.4488311089792201]], [[-0.4499768109195209]], [[-0.4504761841429937]], [[-0.44965113658066913]], [[-0.447880236384863]], [[-0.44454804696020384]], [[-0.44003165500204594]], [[-0.43395274859687627]], [[-0.42632872240634434]], [[-0.41695837739163033]], [[-0.4054714072570244]], [[-0.39180580518525726]], [[-0.3755725764769615]], [[-0.3565876021555364]], [[-0.33468843785389096]], [[-0.30947517586384854]], [[-0.2796973104382539]], [[-0.24573542182966535]], [[-0.2078857209798944]], [[-0.16601938346625267]], [[-0.11677544546641846]], [[-0.061576170061833135]], [[0.00029996199543164126]]], [[[0.0003717728222645991]], [[0.05789738210232562]], [[0.10945339499891017]], [[0.15571463851440745]], [[0.1950971719254484]], [[0.23075825072695905]], [[0.262726946581307]], [[0.29063410829720965]], [[0.3141637159770965]], [[0.33437892214721293]], [[0.3517625151039274]], [[0.3665818947899522]], [[0.37899182528842307]], [[0.389370707570889]], [[0.39771138680966706]], [[0.40437421294369574]], [[0.40951024930757635]], [[0.4132274020436169]], [[0.41591896290212005]], [[0.4171584714645442]], [[0.41769089069794735]], [[0.4170312945637259]], [[0.41565241137386744]], [[0.4131871660804068]], [[0.41004817895022355]], [[0.4061097102976901]], [[0.40152371779340745]], [[0.3963448279084265]], [[0.3905904201454162]], [[0.38439372687700435]], [[0.3777586966286543]], [[0.3707728854302203]], [[0.3634313673639662]], [[0.3557301420350389]], [[0.3476741506778458]], [[0.3392510922004626]], [[0.3304609130472182]], [[0.3213026412665217]], [[0.3117651956107836]], [[0.3018548001712922]], [[0.2915603035374455]], [[0.28088116560287474]], [[0.26981619874617396]], [[0.25835511106148984]], [[0.2465031054251012]], [[0.23424983968538593]], [[0.2215944363781025]], [[0.2085355399622253]], [[0.19506344495062444]], [[0.18118260605989644]], [[0.1668832796729305]], [[0.16394278248459876]], [[0.160981566656238]], [[0.15800144742345576]], [[0.15500424001248336]], [[0.1519917596425697]], [[0.1489658215288009]], [[0.14592824088525705]], [[0.14288083292839113]], [[0.13981221825115037]], [[0.13671293477001636]], [[0.1336005707568113]], [[0.13047078707359794]], [[0.1273234990971622]], [[0.12416719165510859]], [[0.12097187339808739]], [[0.11773957337900537]], [[0.11422907032269765]], [[0.110330935835018]], [[0.10578803297723441]], [[0.10052612887098446]], [[0.0942994716740756]], [[0.08731324470120562]], [[0.07955417185990621]], [[0.07122809556460198]], [[0.0623805819274038]], [[0.05306612106469065]], [[0.04341245311971437]], [[0.03344212663561271]], [[0.023267444580116745]], [[0.012872477879291647]], [[0.002246738170407966]], [[-0.009407663866851539]], [[-0.022137786301330946]], [[-0.03676330655484825]], [[-0.049219465877594966]], [[-0.05885015017289138]], [[-0.05897027395319023]], [[-0.05688905032719122]], [[-0.05238773085299915]], [[-0.05112763060699983]], [[-0.05295707659850404]], [[-0.053894726912143504]], [[-0.05468385920282713]], [[-0.056232495299903915]], [[-0.055965767536880574]], [[-0.05214543872584282]], [[-0.04864366454411193]], [[-0.047026018869875466]], [[-0.0537007793517007]], [[-0.06229001494740237]], [[-0.07137213497375511]], [[-0.07818811424315338]], [[-0.08346838600628377]], [[-0.08747644715361443]], [[-0.09038875960804249]], [[-0.09255410772288268]], [[-0.0941788718524579]], [[-0.09540624027965094]], [[-0.09636843037858887]], [[-0.09690345155697314]], [[-0.0971715648888003]], [[-0.09700105692345862]], [[-0.09656197614954662]], [[-0.0956541870966043]], [[-0.0943729530630018]], [[-0.09281520777966144]], [[-0.09116507439945734]], [[-0.08960507695099781]], [[-0.08832507416451363]], [[-0.08750568358127801]], [[-0.0873579203500535]], [[-0.08796634580497477]], [[-0.08956443654404311]], [[-0.09203913700216196]], [[-0.09539266655372233]], [[-0.09963482626724719]], [[-0.10470017123800376]], [[-0.11026334868196244]], [[-0.11594251780811635]], [[-0.12140165344543234]], [[-0.12655621799917846]], [[-0.13143345684479538]], [[-0.13604449415351294]], [[-0.14044600054740963]], [[-0.14464060888076283]], [[-0.14866185685338204]], [[-0.1525308461341239]], [[-0.15628313384238546]], [[-0.15993510800508362]], [[-0.16352113667198018]], [[-0.1670625202005311]], [[-0.17057855409809478]], [[-0.17406562385402796]], [[-0.17753365331469795]], [[-0.18098028046823564]], [[-0.18440196845806256]], [[-0.18779971627767128]], [[-0.19117426962189374]], [[-0.19452535227605044]], [[-0.21077368291489743]], [[-0.22644843865823058]], [[-0.24159830789714415]], [[-0.2561935138103529]], [[-0.27025414172286705]], [[-0.2837885285423696]], [[-0.2968016008828482]], [[-0.3093107840997664]], [[-0.32131280894808667]], [[-0.3328249999002631]], [[-0.3438523925870102]], [[-0.3543995211807369]], [[-0.36448433069121194]], [[-0.37410265101848517]], [[-0.3832723748450554]], [[-0.39199836264515936]], [[-0.4002847863028874]], [[-0.40815045298467495]], [[-0.41559010550254527]], [[-0.4226224707231489]], [[-0.42925820899537676]], [[-0.4354804157943935]], [[-0.44130879143892204]], [[-0.4465956768678711]], [[-0.45130099451598793]], [[-0.4553493535190864]], [[-0.4585477937307455]], [[-0.4610360456707809]], [[-0.4622349056277932]], [[-0.46276111730657477]], [[-0.4619302397297014]], [[-0.460140101985553]], [[-0.4567487668091667]], [[-0.4521503131511741]], [[-0.4459575999208517]], [[-0.43818975077685296]], [[-0.4286342564977865]], [[-0.41690536588519794]], [[-0.40293207991213764]], [[-0.3863087091747654]], [[-0.3668383455642925]], [[-0.344352350677954]], [[-0.31843015346726744]], [[-0.28779918042864083]], [[-0.25284828097343187]], [[-0.2138914491001002]], [[-0.17080772861463547]], [[-0.1201386433915796]], [[-0.06334335821193761]], [[0.0003717728222645926]]], [[[0.0004020999948304102]], [[0.057992251222120234]], [[0.10961362086488534]], [[0.15593265428801398]], [[0.1953567257775744]], [[0.23105395200113016]], [[0.26305326524613665]], [[0.2911381813234179]], [[0.31465659226739673]], [[0.33483112402531584]], [[0.35214900581874176]], [[0.36687397801842314]], [[0.3791658894088033]], [[0.3894125422334954]], [[0.3976545136335922]], [[0.4042353886813614]], [[0.4092906943845297]], [[0.41293211408769476]], [[0.41555808039798386]], [[0.4167213561021896]], [[0.41721010806551084]], [[0.41651106433522234]], [[0.4150714838251858]], [[0.41256420592660337]], [[0.40938188039492346]], [[0.40540153882695185]], [[0.4007724128822073]], [[0.39554859019654576]], [[0.3897464565128666]], [[0.3834976466721486]], [[0.3768055117683588]], [[0.3697563249181165]], [[0.3623468640864684]], [[0.35457362173837703]], [[0.3464440668391232]], [[0.33794676533822865]], [[0.329083601450909]], [[0.31985527034873457]], [[0.31025201409551056]], [[0.3002821642128705]], [[0.28993590986321444]], [[0.27921459989843267]], [[0.2681187517791048]], [[0.25663972002090696]], [[0.24478457888378113]], [[0.23254462715836996]], [[0.21992071934497287]], [[0.20691348150674316]], [[0.1935151089906728]], [[0.17973367255487674]], [[0.16556121205958682]], [[0.16264998588741605]], [[0.15971939288246328]], [[0.15677111941462127]], [[0.15380684962792915]], [[0.1508282660089531]], [[0.14783705005602765]], [[0.14483488302870054]], [[0.14182344674978029]], [[0.13879211403899766]], [[0.13573234396456144]], [[0.13266063982374748]], [[0.1295729353208316]], [[0.12646889571241787]], [[0.1233536586199467]], [[0.12020712275197026]], [[0.11703082299695695]], [[0.11366138739073539]], [[0.11002311125496951]], [[0.1060578144521761]], [[0.10201323622875025]], [[0.09750475351080429]], [[0.09249457651108939]], [[0.0869276363659844]], [[0.08080039469173533]], [[0.07410441269211 | moment coefficients, spanwise
aeroelastic_qblade.flap_freq | intermediate | Hz | 0.92 | Blade flapwise first natural frequency
aeroelastic_qblade.edge_freq | intermediate | Hz | 1.1071 | Blade edgewise first natural frequency
aeroelastic_qblade.beam:rhoA | intermediate | kg/m | [1284.3614452071017, 780.7910615994055, 540.3133735606972, 416.0832924447558, 365.88568570639467, 336.6354613453845, 332.3518319093566, 328.5633685746777, 319.6793705379297, 310.6215145207415, 302.6379804569502, 287.18948549806123, 263.2482204540576, 252.46780305955556, 240.87316121774364, 228.96374529049427, 216.93507091827033, 204.77220722141095, 192.48646613931044, 167.2626954535496, 152.28849512370704, 143.07005328671136, 133.78154796478196, 124.16323690906542, 114.23960921583821, 104.19204545849527, 93.41004382832664, 80.85145717469966, 47.91695166253125, 37.69082217308203] | mass per unit length
aeroelastic_qblade.beam:EIyy | intermediate | N*m**2 | [27413495154.50266, 16759470379.92377, 18266968908.608383, 15427310205.286135, 8664239063.832466, 5697080671.288385, 4780359687.537829, 4224427507.4260693, 3656758457.071149, 3193249596.603188, 2815914440.354414, 2448530699.3906994, 2046998442.4375408, 1674560568.3146477, 1373711315.3516269, 1122574183.8828688, 911387507.9070781, 733616885.2555765, 578699497.4105043, 439903631.4888208, 345570418.078892, 291533231.87446284, 242832891.77893686, 197553623.37101334, 156039499.1067364, 119051977.36267957, 84817548.82958515, 52623794.25338375, 15058735.778399995, 4525588.252094813] | flatwise stiffness (bending about y-direction of airfoil aligned coordinate system)
aeroelastic_qblade.beam:EIxx | intermediate | N*m**2 | [26922019104.02009, 15705574542.186314, 11296456520.779467, 7415060160.759076, 5880474048.089335, 5592236310.847359, 5589780674.516186, 5509379781.030528, 5146215233.254357, 4767954424.373585, 4452681349.4165745, 4127813274.914146, 3752410243.000335, 3357141204.20637, 2952181499.4607778, 2572022703.748435, 2224101805.2560782, 1907288425.0625432, 1623452166.922428, 1375587839.0318115, 1175113487.4483304, 1018923683.7729826, 890066204.7799269, 770167238.4055163, 658739617.0837728, 557805734.3816543, 457715601.79523444, 348004312.1808959, 142444421.68715268, 87086906.31812231] | edgewise stiffness (bending about :ref:`x-direction of airfoil aligned coordinate system <blade_airfoil_coord>`)
aeroelastic_qblade.beam:EA | intermediate | N | [18148777630.56581, 10709409760.829477, 10164732031.748962, 10630741267.958374, 9687633443.79741, 9310147854.702984, 9295410767.710083, 9285974429.37827, 9235920487.942863, 9181906891.801283, 9135395825.052168, 9076568363.498737, 8936796946.325806, 8721187984.668383, 8437787389.693499, 8103794779.020984, 7732970344.5179205, 7336986197.859721, 6927321694.247714, 6511699624.244741, 6104255532.868287, 5664612503.897383, 5183229004.786236, 4656088658.926615, 4086915070.3117642, 3480979035.49263, 2835809992.918674, 2144551719.966039, 1281867396.900333, 562863320.227632] | axial stiffness
aeroelastic_qblade.beam:GJ | intermediate | N*m**2 | [13947028130.832878, 7972302364.561301, 4796361232.284303, 1982923654.7632113, 829782737.8002084, 477898381.8742075, 404833732.471944, 358591002.3227033, 305675116.82952183, 261360772.67679283, 226398093.95548224, 193049064.70297915, 160853428.41482198, 132794635.25663583, 109733985.4128502, 90956678.36265585, 75397158.77580458, 62207115.251399666, 50145344.35977059, 39843756.91967497, 32655787.91900306, 28563213.02303043, 25032290.771027684, 21796912.93378423, 18833966.04371287, 16200740.630687332, 13533276.407263467, 10436710.019878566, 4088685.2368042506, 2819365.842749574] | torsional stiffness
aeroelastic_qblade.beam:flap_iner | intermediate | kg/m | [1892.9163890687382, 1146.6924940261451, 765.3391878011414, 382.5581102696859, 199.16170747582782, 121.68201073563222, 100.93637248714126, 88.3720475543368, 75.10622572886297, 64.37091067387948, 55.779426712173574, 47.25006083018138, 38.341506388903966, 31.048684468902152, 25.282769537721123, 20.6010131295983, 16.732662421974226, 13.491982561771714, 10.66799328956317, 8.003278917600156, 6.2778322694401965, 5.352763410251562, 4.532769608873398, 3.77869409023344, 3.092636474769975, 2.4886031284671652, 1.9177101540831174, 1.3416182406762402, 0.4247375616495761, 0.26322990252515854] | radius of inertia corresponding to a rotation around the elastic axis X
aeroelastic_qblade.beam:edge_iner | intermediate | kg/m | [1815.4651351443722, 1075.4092454976826, 697.8292690970341, 492.29707784918367, 439.5646225146187, 424.88636798792214, 429.3643834171743, 424.8943305136035, 393.4846504125836, 360.6652860486531, 333.1393252969128, 299.31797477073565, 258.4250892022325, 230.22467078367976, 202.45976523713034, 177.21860665305073, 154.5279533329971, 133.82136185658703, 115.0105551261497, 90.7440368785222, 75.00015047707937, 64.89780285754208, 56.42554799348672, 48.89049005244878, 42.18253397689533, 36.41168098047575, 30.750470089821945, 24.275613204014167, 7.831358470928062, 6.04563261887467] | radius of inertia corresponding to a rotation around the elastic axis Y
aeroelastic_qblade.beam:x_cg | intermediate | m | [-2.0241368889105848e-06, -0.0034603331434839594, 0.02522151823992028, 0.014248735079976954, -0.0023988389503061675, -0.023760919479140392, -0.03521584173616079, -0.034812585117185234, -0.029596610585146434, -0.02406261035653496, -0.017657368293781714, -0.00904142438720059, 0.005189448726585291, 0.02329091821731961, 0.036341961035274525, 0.0471701625451387, 0.05651652255043091, 0.06412246008494885, 0.07021882077518479, 0.07392921290754888, 0.0744814274507424, 0.07155030547876759, 0.06823557719765083, 0.06484567426121146, 0.06137658170389718, 0.057918173012942095, 0.05403524330967194, 0.04901251567109632, 0.035225818078505146, 0.031545405284560006] | center of mass position X (in OF referecence COS)
aeroelastic_qblade.beam:y_cg | intermediate | m | [0.03192341884786206, 0.10027586276663242, 0.1515294454750995, 0.27268790106762286, 0.34272930941468005, 0.4486282136118487, 0.4671814202693918, 0.47571358204570313, 0.4669809096101118, 0.45427464105157334, 0.4429247868798442, 0.4123136234023843, 0.3581484556695158, 0.3427616528679197, 0.32452226348670116, 0.3049747300638439, 0.28511582477662056, 0.26538923777746115, 0.24645258394203687, 0.17715243617417348, 0.14229688401521262, 0.13260208151913988, 0.1270284294144979, 0.12342089272227118, 0.12181209866579351, 0.12269169284575615, 0.12509584277924085, 0.12714149406211953, 0.09407905084535767, 0.10331834077924687] | center of mass position Y (in OF referecence COS)
aeroelastic_qblade.beam:x_ec | intermediate | m | [-3.192813667395426e-06, 2.146876442422896e-05, 0.0005225241081352403, 0.0014625293480964767, 0.0015232901088156545, 0.0011231123407454136, 0.0009642772929422672, 0.0008114661550615715, 0.0006617802963213154, 0.00045926537309042004, 0.0003726450201309156, 0.0002799110751245393, 0.0001824421285941749, 0.00011276753085831103, 7.797661468254141e-05, 6.52720984353275e-05, 5.6261435647436686e-05, 1.3603925062360966e-05, 3.472044814258057e-05, 1.6516172660491213e-05, 2.7175335540863266e-05, 2.5109105478579585e-05, 2.3324493087367726e-05, 2.2111178097139472e-05, 2.1896600884502293e-05, 2.373057243845733e-05, 2.7826097356728474e-05, 3.546595384967127e-05, -4.403919172488169e-06, 0.0001102269825161567] | center of elasticity position X (in OF referecence COS)
aeroelastic_qblade.beam:y_ec | intermediate | m | [0.00875467298488814, 0.013681318410841102, 0.01129743515619807, 0.009740635167217473, 0.006797938881938775, 0.005231613208698721, 0.004086660074484577, 0.0033004863551712726, 0.0027689945610084588, -0.0005376240540443389, -0.0006613450101925766, -0.0007460511172564382, -0.0007728748261515983, -0.0007636195852967764, -0.0007340334926376202, -0.0006974613418405107, -0.0006537138217773686, 0.0004335531342865434, -0.0005403105371177622, -0.0001353734009331073, -0.0003844174904656175, -0.00040611783466899115, -0.00043921919047819336, -0.0004890152927786301, -0.0005638817466828497, -0.0006869497302928115, -0.000888033111634122, -0.001234237976701795, -0.0013358046603000329, -0.005103100800356766] | center of elasticity position Y(in OF referecence COS)
aeroelastic_qblade.beam:x_sc | intermediate | m | [9.851306493048258e-06, 0.0034612252953311025, 0.028372814222386248, 0.005756018001329444, -0.042408583240275737, -0.07498524738450851, -0.0915895839257552, -0.09080902325270307, -0.08211090960207815, -0.0727972689457785, -0.062424810862115085, -0.04666503369320342, -0.021284997275573165, 0.005009680750558441, 0.023602585336088534, 0.038549332403878415, 0.05157302710220075, 0.06274145911145644, 0.07239105919528167, 0.08003085778898239, 0.08214770764085999, 0.0790294895616999, 0.0754560268324962, 0.07182411392440745, 0.06811606529179438, 0.0644154285069701, 0.0602052602196236, 0.05460384964202162, 0.03832932505509519, 0.031918045056852404] | center of shear position X (in OF referecence COS)
aeroelastic_qblade.twr_freq | intermediate | Hz | 0.56022 | Tower natural frequency
aeroelastic_qblade.twr:outer_diameter | intermediate | m | [6.5, 6.24, 5.97, 5.71, 5.45, 5.18, 4.92, 4.66, 4.4, 4.13, 3.8699999999999997] | cylinder diameter at corresponding locations
aeroelastic_qblade.twr:wall_thickness | intermediate | m | [0.0266, 0.0258, 0.025, 0.0242, 0.0234, 0.022600000000000002, 0.0218, 0.020999999999999998, 0.020200000000000003, 0.0194] | cylinder wall thickness at corresponding locations
aeroelastic_qblade.twr:z | intermediate | m | [10.0, 17.770000000000003, 25.54, 33.31, 41.08, 48.85, 56.62000000000001, 64.39, 72.16, 79.93, 87.7] | z-coordinates of tower and monopile used in TowerSE
aeroelastic_qblade.twr:rhoA | intermediate | kg/m | [4477.9234649124655, 4162.354538052258, 3858.003877048705, 3568.0826149654213, 3286.0623325159872, 3015.260315923185, 2758.5692387731515, 2512.884121161559, 2275.524595820387, 2049.3833363357853] | sectional mass per unit length
aeroelastic_qblade.twr:EIyy | intermediate | N*m**2 | [533267907364.91815, 455257075266.0282, 386088685281.3294, 325951735292.59106, 272317313940.19394, 225547189181.98563, 185617467511.07733, 151202614984.63242, 121345250787.55444, 96105345134.00066] | sectional fore-aft bending stiffness per unit length
aeroelastic_qblade.twr:EIxx | intermediate | N*m**2 | [533267907364.91815, 455257075266.0282, 386088685281.3294, 325951735292.59106, 272317313940.19394, 225547189181.98563, 185617467511.07733, 151202614984.63242, 121345250787.55444, 96105345134.00066] | sectional side-side bending stiffness per unit length
aeroelastic_qblade.twr:EA | intermediate | N | [106018975422.31848, 98547589508.06776, 91341806403.12297, 84477652649.701, 77800561889.24373, 71389073938.09181, 65311675516.091385, 59494853355.1521, 53875147283.6704, 48521044021.49267] | axial stiffness per unit length
aeroelastic_qblade.twr:GJ | intermediate | N*m**2 | [422881450540.3801, 361018860685.9603, 306168327428.09424, 258479726087.0247, 215947629954.5738, 178858921021.3146, 147194651736.28433, 119903673682.8135, 96226783874.53067, 76211538691.26251] | torsional stiffness per unit length
aeroelastic_qblade.twr:G | intermediate | Pa | [79300000000.0, 79300000000.0, 79300000000.0, 79300000000.0, 79300000000.0, 79300000000.0, 79300000000.0, 79300000000.0, 79300000000.0, 79300000000.0] | shear modulus per unit length
aeroelastic_qblade.tower_z_full | intermediate | m | [0.0, 2.590000000000001, 5.180000000000002, 7.770000000000003, 10.360000000000003, 12.950000000000001, 15.54, 18.130000000000003, 20.720000000000006, 23.310000000000006, 25.900000000000002, 28.49, 31.08, 33.669999999999995, 36.260000000000005, 38.85, 41.44, 44.03000000000001, 46.62000000000001, 49.21000000000001, 51.8, 54.39, 56.98, 59.57, 62.16, 64.75, 67.34, 69.93, 72.52000000000001, 75.11, 77.7] | z-coordinates of tower and monopile used in TowerSE
aeroelastic_qblade.tower_base_height | intermediate | m | 10 | tower base height from the ground or mean sea level
aeroelastic_qblade.platform_mass | intermediate | kg | 7446173.0976
aeroelastic_qblade.platform_total_center_of_mass | intermediate | m | [-2.4428513542523006e-19, 2.4428513542523006e-19, -92.03046736822063]
aeroelastic_qblade.platform_I_total | intermediate | kg*m**2 | [8659738818.763083, 8659738818.763083, 101839179.1866096, 526481.599026065, 526481.599026065, 526481.599026065]
aeroelastic_qblade.platform_displacement | intermediate | m**3 | 8030.4471 | Volumetric platform displacement
aeroelastic_qblade.platform_nodes | intermediate | m | [[-2.6, -4.5033321, -70.0], [-2.6, 4.5033321, -70.0], [-2.59, -4.48601159, -69.99999769], [-2.59, 4.48601159, -69.99999769], [-2.35999998, -4.08763988, -69.99994462], [-2.35999998, 4.08763988, -69.99994462], [-2.34999998, -4.07031937, -69.99994231], [-2.34999998, 4.07031937, -69.99994231], [-1.3, -2.25166605, -69.9997], [-1.3, 2.25166605, -69.9997], [0.0, 0.0, -120.0], [0.0, 0.0, -119.9], [0.0, 0.0, -107.025], [0.0, 0.0, -106.975], [0.0, 0.0, -94.9997], [0.0, 0.0, -69.9994], [0.0, 0.0, -68.9997], [0.0, 0.0, -68.0], [0.0, 0.0, -55.025], [0.0, 0.0, -54.975], [0.0, 0.0, -39.998], [0.0, 0.0, -12.021], [0.0, 0.0, -11.996], [0.0, 0.0, -11.971], [0.0, 0.0, -7.9985], [0.0, 0.0, -4.001], [0.0, 0.0, 2.9995], [0.0, 0.0, 9.95], [0.0, 0.0, 10.0], [2.6, 0.0, -69.9997], [4.69999997, 0.0, -69.99994231], [4.71999997, 0.0, -69.99994462], [5.18, 0.0, -69.99999769], [5.2, 0.0, -70.0], [-9999.0, -9999.0, -9999.0], [-9999.0, -9999.0, -9999.0], [-9999.0, -9999.0, -9999.0], [-9999.0, -9999.0, -9999.0], [-9999.0, -9999.0, -9999.0], [-9999.0, -9999.0, -9999.0], [-9999.0, -9999.0, -9999.0], [-9999.0, -9999.0, -9999.0], [-9999.0, -9999.0, -9999.0], [-9999.0, -9999.0, -9999.0], [-9999.0, -9999.0, -9999.0], [-9999.0, -9999.0, -9999.0], [-9999.0, -9999.0, -9999.0], [-9999.0, -9999.0, -9999.0], [-9999.0, -9999.0, -9999.0], [-9999.0, -9999.0, -9999.0], [-9999.0, -9999.0, -9999.0], [-9999.0, -9999.0, -9999.0], [-9999.0, -9999.0, -9999.0], [-9999.0, -9999.0, -9999.0], [-9999.0, -9999.0, -9999.0], [-9999.0, -9999.0, -9999.0], [-9999.0, -9999.0, -9999.0], [-9999.0, -9999.0, -9999.0], [-9999.0, -9999.0, -9999.0], [-9999.0, -9999.0, -9999.0], [-9999.0, -9999.0, -9999.0], [-9999.0, -9999.0, -9999.0], [-9999.0, -9999.0, -9999.0], [-9999.0, -9999.0, -9999.0], [-9999.0, -9999.0, -9999.0], [-9999.0, -9999.0, -9999.0], [-9999.0, -9999.0, -9999.0], [-9999.0, -9999.0, -9999.0], [-9999.0, -9999.0, -9999.0], [-9999.0, -9999.0, -9999.0], [-9999.0, -9999.0, -9999.0], [-9999.0, -9999.0, -9999.0], [-9999.0, -9999.0, -9999.0], [-9999.0, -9999.0, -9999.0], [-9999.0, -9999.0, -9999.0], [-9999.0, -9999.0, -9999.0], [-9999.0, -9999.0, -9999.0], [-9999.0, -9999.0, -9999.0], [-9999.0, -9999.0, -9999.0], [-9999.0, -9999.0, -9999.0], [-9999.0, -9999.0, -9999.0], [-9999.0, -9999.0, -9999.0], [-9999.0, -9999.0, -9999.0], [-9999.0, -9999.0, -9999.0], [-9999.0, -9999.0, -9999.0], [-9999.0, -9999.0, -9999.0], [-9999.0, -9999.0, -9999.0], [-9999.0, -9999.0, -9999.0], [-9999.0, -9999.0, -9999.0], [-9999.0, -9999.0, -9999.0], [-9999.0, -9999.0, -9999.0], [-9999.0, -9999.0, -9999.0], [-9999.0, -9999.0, -9999.0], [-9999.0, -9999.0, -9999.0], [-9999.0, -9999.0, -9999.0], [-9999.0, -9999.0, -9999.0], [-9999.0, -9999.0, -9999.0], [-9999.0, -9999.0, -9999.0], [-9999.0, -9999.0, -9999.0], [-9999.0, -9999.0, -9999.0], [-9999.0, -9999.0, -9999.0], [-9999.0, -9999.0, -9999.0], [-9999.0, -9999.0, -9999.0], [-9999.0, -9999.0, -9999.0], [-9999.0, -9999.0, -9999.0], [-9999.0, -9999.0, -9999.0], [-9999.0, -9999.0, -9999.0], [-9999.0, -9999.0, -9999.0], [-9999.0, -9999.0, -9999.0], [-9999.0, -9999.0, -9999.0], [-9999.0, -9999.0, -9999.0], [-9999.0, -9999.0, -9999.0], [-9999.0, -9999.0, -9999.0], [-9999.0, -9999.0, -9999.0], [-9999.0, -9999.0, -9999.0], [-9999.0, -9999.0, -9999.0], [-9999.0, -9999.0, -9999.0], [-9999.0, -9999.0, -9999.0], [-9999.0, -9999.0, -9999.0], [-9999.0, -9999.0, -9999.0], [-9999.0, -9999.0, -9999.0], [-9999.0, -9999.0, -9999.0], [-9999.0, -9999.0, -9999.0], [-9999.0, -9999.0, -9999.0], [-9999.0, -9999.0, -9999.0], [-9999.0, -9999.0, -9999.0], [-9999.0, -9999.0, -9999.0], [-9999.0, -9999.0, -9999.0], [-9999.0, -9999.0, -9999.0], [-9999.0, -9999.0, -9999.0], [-9999.0, -9999.0, -9999.0], [-9999.0, -9999.0, -9999.0], [-9999.0, -9999.0, -9999.0], [-9999.0, -9999.0, -9999.0], [-9999.0, -9999.0, -9999.0], [-9999.0, -9999.0, -9999.0], [-9999.0, -9999.0, -9999.0], [-9999.0, -9999.0, -9999.0], [-9999.0, -9999.0, -9999.0], [-9999.0, -9999.0, -9999.0], [-9999.0, -9999.0, -9999.0], [-9999.0, -9999.0, -9999.0], [-9999.0, -9999.0, -9999.0], [-9999.0, -9999.0, -9999.0], [-9999.0, -9999.0, -9999.0], [-9999.0, -9999.0, -9999.0], [-9999.0, -9999.0, -9999.0], [-9999.0, -9999.0, -9999.0], [-9999.0, -9999.0, -9999.0], [-9999.0, -9999.0, -9999.0], [-9999.0, -9999.0, -9999.0], [-9999.0, -9999.0, -9999.0], [-9999.0, -9999.0, -9999.0], [-9999.0, -9999.0, -9999.0], [-9999.0, -9999.0, -9999.0], [-9999.0, -9999.0, -9999.0], [-9999.0, -9999.0, -9999.0], [-9999.0, -9999.0, -9999.0], [-9999.0, -9999.0, -9999.0], [-9999.0, -9999.0, -9999.0], [-9999.0, -9999.0, -9999.0], [-9999.0, -9999.0, -9999.0], [-9999.0, -9999.0, -9999.0], [-9999.0, -9999.0, -9999.0], [-9999.0, -9999.0, -9999.0], [-9999.0, -9999.0, -9999.0], [-9999.0, -9999.0, -9999.0], [-9999.0, -9999.0, -9999.0], [-9999.0, -9999.0, -9999.0], [-9999.0, -9999.0, -9999.0], [-9999.0, -9999.0, -9999.0], [-9999.0, -9999.0, -9999.0], [-9999.0, -9999.0, -9999.0], [-9999.0, -9999.0, -9999.0], [-9999.0, -9999.0, -9999.0], [-9999.0, -9999.0, -9999.0], [-9999.0, -9999.0, -9999.0], [-9999.0, -9999.0, -9999.0], [-9999.0, -9999.0, -9999.0], [-9999.0, -9999.0, -9999.0], [-9999.0, -9999.0, -9999.0], [-9999.0, -9999.0, -9999.0], [-9999.0, -9999.0, -9999.0], [-9999.0, -9999.0, -9999.0], [-9999.0, -9999.0, -9999.0], [-9999.0, -9999.0, -9999.0], [-9999.0, -9999.0, -9999.0], [-9999.0, -9999.0, -9999.0], [-9999.0, -9999.0, -9999.0], [-9999.0, -9999.0, -9999.0], [-9999.0, -9999.0, -9999.0], [-9999.0, -9999.0, -9999.0], [-9999.0, -9999.0, -9999.0], [-9999.0, -9999.0, -9999.0], [-9999.0, -9999.0, -9999.0], [-9999.0, -9999.0, -9999.0], [-9999.0, -9999.0, -9999.0], [-9999.0, -9999.0, -9999.0], [-9999.0, -9999.0, -9999.0], [-9999.0, -9999.0, -9999.0], [-9999.0, -9999.0, -9999.0], [-9999.0, -9999.0, -9999.0], [-9999.0, -9999.0, -9999.0], [-9999.0, -9999.0, -9999.0], [-9999.0, -9999.0, -9999.0], [-9999.0, -9999.0, -9999.0], [-9999.0, -9999.0, -9999.0], [-9999.0, -9999.0, -9999.0], [-9999.0, -9999.0, -9999.0], [-9999.0, -9999.0, -9999.0], [-9999.0, -9999.0, -9999.0], [-9999.0, -9999.0, -9999.0], [-9999.0, -9999.0, -9999.0], [-9999.0, -9999.0, -9999.0], [-9999.0, -9999.0, -9999.0], [-9999.0, -9999.0, -9999.0], [-9999.0, -9999.0, -9999.0], [-9999.0, -9999.0, -9999.0], [-9999.0, -9999.0, -9999.0], [-9999.0, -9999.0, -9999.0], [-9999.0, -9999.0, -9999.0], [-9999.0, -9999.0, -9999.0], [-9999.0, -9999.0, -9999.0], [-9999.0, -9999.0, -9999.0], [-9999.0, -9999.0, -9999.0], [-9999.0, -9999.0, -9999.0], [-9999.0, -9999.0, -9999.0], [-9999.0, -9999.0, -9999.0], [-9999.0, -9999.0, -9999.0], [-9999.0, -9999.0, -9999.0], [-9999.0, -9999.0, -9999.0], [-9999.0, -9999.0, -9999.0], [-9999.0, -9999.0, -9999.0], [-9999.0, -9999.0, -9999.0], [-9999.0, -9999.0, -9999.0], [-9999.0, -9999.0, -9999.0], [-9999.0, -9999.0, -9999.0], [-9999.0, -9999.0, -9999.0], [-9999.0, -9999.0, -9999.0], [-9999.0, -9999.0, -9999.0], [-9999.0, -9999.0, -9999.0], [-9999.0, -9999.0, -9999.0], [-9999.0, -9999.0, -9999.0], [-9999.0, -9999.0, -9999.0], [-9999.0, -9999.0, -9999.0], [-9999.0, -9999.0, -9999.0], [-9999.0, -9999.0, -9999.0], [-9999.0, -9999.0, -9999.0], [-9999.0, -9999.0, -9999.0], [-9999.0, -9999.0, -9999.0], [-9999.0, -9999.0, -9999.0], [-9999.0, -9999.0, -9999.0], [-9999.0, -9999.0, -9999.0], [-9999.0, -9999.0, -9999.0], [-9999.0, -9999.0, -9999.0], [-9999.0, -9999.0, -9999.0], [-9999.0, -9999.0, -9999.0], [-9999.0, -9999.0, -9999.0], [-9999.0, -9999.0, -9999.0], [-9999.0, -9999.0, -9999.0], [-9999.0, -9999.0, -9999.0], [-9999.0, -9999.0, -9999.0], [-9999.0, -9999.0, -9999.0], [-9999.0, -9999.0, -9999.0], [-9999.0, -9999.0, -9999.0], [-9999.0, -9999.0, -9999.0], [-9999.0, -9999.0, -9999.0], [-9999.0, -9999.0, -9999.0], [-9999.0, -9999.0, -9999.0], [-9999.0, -9999.0, -9999.0], [-9999.0, -9999.0, -9999.0], [-9999.0, -9999.0, -9999.0], [-9999.0, -9999.0, -9999.0], [-9999.0, -9999.0, -9999.0], [-9999.0, -9999.0, -9999.0], [-9999.0, -9999.0, -9999.0], [-9999.0, -9999.0, -9999.0], [-9999.0, -9999.0, -9999.0], [-9999.0, -9999.0, -9999.0], [-9999.0, -9999.0, -9999.0], [-9999.0, -9999.0, -9999.0], [-9999.0, -9999.0, -9999.0], [-9999.0, -9999.0, -9999.0], [-9999.0, -9999.0, -9999.0], [-9999.0, -9999.0, -9999.0], [-9999.0, -9999.0, -9999.0], [-9999.0, -9999.0, -9999.0], [-9999.0, -9999.0, -9999.0], [-9999.0, -9999.0, -9999.0], [-9999.0, -9999.0, -9999.0], [-9999.0, -9999.0, -9999.0], [-9999.0, -9999.0, -9999.0], [-9999.0, -9999.0, -9999.0], [-9999.0, -9999.0, -9999.0], [-9999.0, -9999.0, -9999.0], [-9999.0, -9999.0, -9999.0], [-9999.0, -9999.0, -9999.0], [-9999.0, -9999.0, -9999.0], [-9999.0, -9999.0, -9999.0], [-9999.0, -9999.0, -9999.0], [-9999.0, -9999.0, -9999.0], [-9999.0, -9999.0, -9999.0], [-9999.0, -9999.0, -9999.0], [-9999.0, -9999.0, -9999.0], [-9999.0, -9999.0, -9999.0], [-9999.0, -9999.0, -9999.0], [-9999.0, -9999.0, -9999.0], [-9999.0, -9999.0, -9999.0], [-9999.0, -9999.0, -9999.0], [-9999.0, -9999.0, -9999.0], [-9999.0, -9999.0, -9999.0], [-9999.0, -9999.0, -9999.0], [-9999.0, -9999.0, -9999.0], [-9999.0, -9999.0, -9999.0], [-9999.0, -9999.0, -9999.0], [-9999.0, -9999.0, -9999.0], [-9999.0, -9999.0, -9999.0], [-9999.0, -9999.0, -9999.0], [-9999.0, -9999.0, -9999.0], [-9999.0, -9999.0, -9999.0], [-9999.0, -9999.0, -9999.0], [-9999.0, -9999.0, -9999.0], [-9999.0, -9999.0, -9999.0], [-9999.0, -9999.0, -9999.0], [-9999.0, -9999.0, -9999.0], [-9999.0, -9999.0, -9999.0], [-9999.0, -9999.0, -9999.0], [-9999.0, -9999.0, -9999.0], [-9999.0, -9999.0, -9999.0], [-9999.0, -9999.0, -9999.0], [-9999.0, -9999.0, -9999.0], [-9999.0, -9999.0, -9999.0], [-9999.0, -9999.0, -9999.0], [-9999.0, -9999.0, -9999.0], [-9999.0, -9999.0, -9999.0], [-9999.0, -9999.0, -9999.0], [-9999.0, -9999.0, -9999.0], [-9999.0, -9999.0, -9999.0], [-9999.0, -9999.0, -9999.0], [-9999.0, -9999.0, -9999.0], [-9999.0, -9999.0, -9999.0], [-9999.0, -9999.0, -9999.0], [-9999.0, -9999.0, -9999.0], [-9999.0, -9999.0, -9999.0], [-9999.0, -9999.0, -9999.0], [-9999.0, -9999.0, -9999.0], [-9999.0, -9999.0, -9999.0], [-9999.0, -9999.0, -9999.0], [-9999.0, -9999.0, -9999.0], [-9999.0, -9999.0, -9999.0], [-9999.0, -9999.0, -9999.0], [-9999.0, -9999.0, -9999.0], [-9999.0, -9999.0, -9999.0], [-9999.0, -9999.0, -9999.0], [-9999.0, -9999.0, -9999.0], [-9999.0, -9999.0, -9999.0], [-9999.0, -9999.0, -9999.0], [-9999.0, -9999.0, -9999.0], [-9999.0, -9999.0, -9999.0], [-9999.0, -9999.0, -9999.0], [-9999.0, -9999.0, -9999.0], [-9999.0, -9999.0, -9999.0], [-9999.0, -9999.0, -9999.0], [-9999.0, -9999.0, -9999.0], [-9999.0, -9999.0, -9999.0], [-9999.0, -9999.0, -9999.0], [-9999.0, -9999.0, -9999.0], [-9999.0, -9999.0, -9999.0], [-9999.0, -9999.0, -9999.0], [-9999.0, -9999.0, -9999.0], [-9999.0, -9999.0, -9999.0], [-9999.0, -9999.0, -9999.0], [-9999.0, -9999.0, -9999.0], [-9999.0, -9999.0, -9999.0], [-9999.0, -9999.0, -9999.0], [-9999.0, -9999.0, -9999.0], [-9999.0, -9999.0, -9999.0], [-9999.0, -9999.0, -9999.0], [-9999.0, -9999.0, -9999.0], [-9999.0, -9999.0, -9999.0], [-9999.0, -9999.0, -9999.0], [-9999.0, -9999.0, -9999.0], [-9999.0, -9999.0, -9999.0], [-9999.0, -9999.0, -9999.0], [-9999.0, -9999.0, -9999.0], [-9999.0, -9999.0, -9999.0], [-9999.0, -9999.0, -9999.0], [-9999.0, -9999.0, -9999.0], [-9999.0, -9999.0, -9999.0], [-9999.0, -9999.0, -9999.0], [-9999.0, -9999.0, -9999.0], [-9999.0, -9999.0, -9999.0], [-9999.0, -9999.0, -9999.0], [-9999.0, -9999.0, -9999.0], [-9999.0, -9999.0, -9999.0], [-9999.0, -9999.0, -9999.0], [-9999.0, -9999.0, -9999.0], [-9999.0, -9999.0, -9999.0], [-9999.0, -9999.0, -9999.0], [-9999.0, -9999.0, -9999.0], [-9999.0, -9999.0, -9999.0], [-9999.0, -9999.0, -9999.0], [-9999.0, -9999.0, -9999.0], [-9999.0, -9999.0, -9999.0], [-9999.0, -9999.0, -9999.0], [-9999.0, -9999.0, -9999.0], [-9999.0, -9999.0, -9999.0], [-9999.0, -9999.0, -9999.0], [-9999.0, -9999.0, -9999.0], [-9999.0, -9999.0, -9999.0], [-9999.0, -9999.0, -9999.0], [-9999.0, -9999.0, -9999.0], [-9999.0, -9999.0, -9999.0], [-9999.0, -9999.0, -9999.0], [-9999.0, -9999.0, -9999.0], [-9999.0, -9999.0, -9999.0], [-9999.0, -9999.0, -9999.0], [-9999.0, -9999.0, -9999.0], [-9999.0, -9999.0, -9999.0], [-9999.0, -9999.0, -9999.0], [-9999.0, -9999.0, -9999.0], [-9999.0, -9999.0, -9999.0], [-9999.0, -9999.0, -9999.0], [-9999.0, -9999.0, -9999.0], [-9999.0, -9999.0, -9999.0], [-9999.0, -9999.0, -9999.0], [-9999.0, -9999.0, -9999.0], [-9999.0, -9999.0, -9999.0], [-9999.0, -9999.0, -9999.0], [-9999.0, -9999.0, -9999.0], [-9999.0, -9999.0, -9999.0], [-9999.0, -9999.0, -9999.0], [-9999.0, -9999.0, -9999.0], [-9999.0, -9999.0, -9999.0], [-9999.0, -9999.0, -9999.0], [-9999.0, -9999.0, -9999.0], [-9999.0, -9999.0, -9999.0], [-9999.0, -9999.0, -9999.0], [-9999.0, -9999.0, -9999.0], [-9999.0, -9999.0, -9999.0], [-9999.0, -9999.0, -9999.0], [-9999.0, -9999.0, -9999.0], [-9999.0, -9999.0, -9999.0], [-9999.0, -9999.0, -9999.0], [-9999.0, -9999.0, -9999.0], [-9999.0, -9999.0, -9999.0], [-9999.0, -9999.0, -9999.0], [-9999.0, -9999.0, -9999.0], [-9999.0, -9999.0, -9999.0], [-9999.0, -9999.0, -9999.0], [-9999.0, -9999.0, -9999.0], [-9999.0, -9999.0, -9999.0], [-9999.0, -9999.0, -9999.0], [-9999.0, -9999.0, -9999.0], [-9999.0, -9999.0, -9999.0], [-9999.0, -9999.0, -9999.0], [-9999.0, -9999.0, -9999.0], [-9999.0, -9999.0, -9999.0], [-9999.0, -9999.0, -9999.0], [-9999.0, -9999.0, -9999.0], [-9999.0, -9999.0, -9999.0], [-9999.0, -9999.0, -9999.0], [-9999.0, -9999.0, -9999.0], [-9999.0, -9999.0, -9999.0], [-9999.0, -9999.0, -9999.0], [-9999.0, -9999.0, -9999.0], [-9999.0, -9999.0, -9999.0], [-9999.0, -9999.0, -9999.0], [-9999.0, -9999.0, -9999.0], [-9999.0, -9999.0, -9999.0], [-9999.0, -9999.0, -9999.0], [-9999.0, -9999.0, -9999.0], [-9999.0, -9999.0, -9999.0], [-9999.0, -9999.0, -9999.0], [-9999.0, -9999.0, -9999.0], [-9999.0, -9999.0, -9999.0], [-9999.0, -9999.0, -9999.0], [-9999.0, -9999.0, -9999.0], [-9999.0, -9999.0, -9999.0], [-9999.0, -9999.0, -9999.0], [-9999.0, -9999.0, -9999.0], [-9999.0, -9999.0, -9999.0], [-9999.0, -9999.0, -9999.0], [-9999.0, -9999.0, -9999.0], [-9999.0, -9999.0, -9999.0], [-9999.0, -9999.0, -9999.0], [-9999.0, -9999.0, -9999.0], [-9999.0, -9999.0, -9999.0], [-9999.0, -9999.0, -9999.0], [-9999.0, -9999.0, -9999.0], [-9999.0, -9999.0, -9999.0], [-9999.0, -9999.0, -9999.0], [-9999.0, -9999.0, -9999.0], [-9999.0, -9999.0, -9999.0], [-9999.0, -9999.0, -9999.0], [-9999.0, -9999.0, -9999.0], [-9999.0, -9999.0, -9999.0], [-9999.0, -9999.0, -9999.0], [-9999.0, -9999.0, -9999.0], [-9999.0, -9999.0, -9999.0]]
aeroelastic_qblade.platform_elem_n1 | intermediate |  | [10.0, 11.0, 12.0, 13.0, 14.0, 15.0, 16.0, 17.0, 18.0, 19.0, 20.0, 21.0, 22.0, 23.0, 24.0, 25.0, 26.0, 27.0, 33.0, 32.0, 31.0, 30.0, 29.0, 1.0, 3.0, 5.0, 7.0, 9.0, 0.0, 2.0, 4.0, 6.0, 8.0, -9999.0, -9999.0, -9999.0, -9999.0, -9999.0, -9999.0, -9999.0, -9999.0, -9999.0, -9999.0, -9999.0, -9999.0, -9999.0, -9999.0, -9999.0, -9999.0, -9999.0, -9999.0, -9999.0, -9999.0, -9999.0, -9999.0, -9999.0, -9999.0, -9999.0, -9999.0, -9999.0, -9999.0, -9999.0, -9999.0, -9999.0, -9999.0, -9999.0, -9999.0, -9999.0, -9999.0, -9999.0, -9999.0, -9999.0, -9999.0, -9999.0, -9999.0, -9999.0, -9999.0, -9999.0, -9999.0, -9999.0, -9999.0, -9999.0, -9999.0, -9999.0, -9999.0, -9999.0, -9999.0, -9999.0, -9999.0, -9999.0, -9999.0, -9999.0, -9999.0, -9999.0, -9999.0, -9999.0, -9999.0, -9999.0, -9999.0, -9999.0, -9999.0, -9999.0, -9999.0, -9999.0, -9999.0, -9999.0, -9999.0, -9999.0, -9999.0, -9999.0, -9999.0, -9999.0, -9999.0, -9999.0, -9999.0, -9999.0, -9999.0, -9999.0, -9999.0, -9999.0, -9999.0, -9999.0, -9999.0, -9999.0, -9999.0, -9999.0, -9999.0, -9999.0, -9999.0, -9999.0, -9999.0, -9999.0, -9999.0, -9999.0, -9999.0, -9999.0, -9999.0, -9999.0, -9999.0, -9999.0, -9999.0, -9999.0, -9999.0, -9999.0, -9999.0, -9999.0, -9999.0, -9999.0, -9999.0, -9999.0, -9999.0, -9999.0, -9999.0, -9999.0, -9999.0, -9999.0, -9999.0, -9999.0, -9999.0, -9999.0, -9999.0, -9999.0, -9999.0, -9999.0, -9999.0, -9999.0, -9999.0, -9999.0, -9999.0, -9999.0, -9999.0, -9999.0, -9999.0, -9999.0, -9999.0, -9999.0, -9999.0, -9999.0, -9999.0, -9999.0, -9999.0, -9999.0, -9999.0, -9999.0, -9999.0, -9999.0, -9999.0, -9999.0, -9999.0, -9999.0, -9999.0, -9999.0, -9999.0, -9999.0, -9999.0, -9999.0, -9999.0, -9999.0, -9999.0, -9999.0, -9999.0, -9999.0, -9999.0, -9999.0, -9999.0, -9999.0, -9999.0, -9999.0, -9999.0, -9999.0, -9999.0, -9999.0, -9999.0, -9999.0, -9999.0, -9999.0, -9999.0, -9999.0, -9999.0, -9999.0, -9999.0, -9999.0, -9999.0, -9999.0, -9999.0, -9999.0, -9999.0, -9999.0, -9999.0, -9999.0, -9999.0, -9999.0, -9999.0, -9999.0, -9999.0, -9999.0, -9999.0, -9999.0, -9999.0, -9999.0, -9999.0, -9999.0, -9999.0, -9999.0, -9999.0, -9999.0, -9999.0, -9999.0, -9999.0, -9999.0, -9999.0, -9999.0, -9999.0, -9999.0, -9999.0, -9999.0, -9999.0, -9999.0, -9999.0, -9999.0, -9999.0, -9999.0, -9999.0, -9999.0, -9999.0, -9999.0, -9999.0, -9999.0, -9999.0, -9999.0, -9999.0, -9999.0, -9999.0, -9999.0, -9999.0, -9999.0, -9999.0, -9999.0, -9999.0, -9999.0, -9999.0, -9999.0, -9999.0, -9999.0, -9999.0, -9999.0, -9999.0, -9999.0, -9999.0, -9999.0, -9999.0, -9999.0, -9999.0, -9999.0, -9999.0, -9999.0, -9999.0, -9999.0, -9999.0, -9999.0, -9999.0, -9999.0, -9999.0, -9999.0, -9999.0, -9999.0, -9999.0, -9999.0, -9999.0, -9999.0, -9999.0, -9999.0, -9999.0, -9999.0, -9999.0, -9999.0, -9999.0, -9999.0, -9999.0, -9999.0, -9999.0, -9999.0, -9999.0, -9999.0, -9999.0, -9999.0, -9999.0, -9999.0, -9999.0, -9999.0, -9999.0, -9999.0, -9999.0, -9999.0, -9999.0, -9999.0, -9999.0, -9999.0, -9999.0, -9999.0, -9999.0, -9999.0, -9999.0, -9999.0, -9999.0, -9999.0, -9999.0, -9999.0, -9999.0, -9999.0, -9999.0, -9999.0, -9999.0, -9999.0, -9999.0, -9999.0, -9999.0, -9999.0, -9999.0, -9999.0, -9999.0, -9999.0, -9999.0, -9999.0, -9999.0, -9999.0, -9999.0, -9999.0, -9999.0, -9999.0, -9999.0, -9999.0, -9999.0, -9999.0, -9999.0, -9999.0, -9999.0, -9999.0, -9999.0, -9999.0, -9999.0, -9999.0, -9999.0, -9999.0, -9999.0, -9999.0, -9999.0, -9999.0, -9999.0, -9999.0, -9999.0, -9999.0, -9999.0, -9999.0, -9999.0, -9999.0, -9999.0, -9999.0, -9999.0, -9999.0, -9999.0, -9999.0, -9999.0, -9999.0, -9999.0, -9999.0, -9999.0, -9999.0, -9999.0, -9999.0, -9999.0, -9999.0, -9999.0, -9999.0, -9999.0, -9999.0, -9999.0, -9999.0, -9999.0, -9999.0, -9999.0, -9999.0, -9999.0, -9999.0, -9999.0, -9999.0, -9999.0, -9999.0, -9999.0, -9999.0, -9999.0, -9999.0, -9999.0, -9999.0, -9999.0, -9999.0, -9999.0, -9999.0, -9999.0, -9999.0, -9999.0, -9999.0, -9999.0, -9999.0, -9999.0, -9999.0, -9999.0, -9999.0, -9999.0, -9999.0, -9999.0, -9999.0, -9999.0, -9999.0, -9999.0, -9999.0, -9999.0, -9999.0, -9999.0, -9999.0, -9999.0, -9999.0, -9999.0, -9999.0, -9999.0, -9999.0, -9999.0, -9999.0, -9999.0, -9999.0, -9999.0, -9999.0, -9999.0, -9999.0, -9999.0, -9999.0, -9999.0, -9999.0, -9999.0, -9999.0, -9999.0, -9999.0, -9999.0, -9999.0, -9999.0, -9999.0, -9999.0, -9999.0, -9999.0, -9999.0, -9999.0, -9999.0, -9999.0, -9999.0, -9999.0, -9999.0, -9999.0, -9999.0, -9999.0, -9999.0]
aeroelastic_qblade.platform_elem_n2 | intermediate |  | [11.0, 12.0, 13.0, 14.0, 15.0, 16.0, 17.0, 18.0, 19.0, 20.0, 21.0, 22.0, 23.0, 24.0, 25.0, 26.0, 27.0, 28.0, 32.0, 31.0, 30.0, 29.0, 15.0, 3.0, 5.0, 7.0, 9.0, 15.0, 2.0, 4.0, 6.0, 8.0, 15.0, -9999.0, -9999.0, -9999.0, -9999.0, -9999.0, -9999.0, -9999.0, -9999.0, -9999.0, -9999.0, -9999.0, -9999.0, -9999.0, -9999.0, -9999.0, -9999.0, -9999.0, -9999.0, -9999.0, -9999.0, -9999.0, -9999.0, -9999.0, -9999.0, -9999.0, -9999.0, -9999.0, -9999.0, -9999.0, -9999.0, -9999.0, -9999.0, -9999.0, -9999.0, -9999.0, -9999.0, -9999.0, -9999.0, -9999.0, -9999.0, -9999.0, -9999.0, -9999.0, -9999.0, -9999.0, -9999.0, -9999.0, -9999.0, -9999.0, -9999.0, -9999.0, -9999.0, -9999.0, -9999.0, -9999.0, -9999.0, -9999.0, -9999.0, -9999.0, -9999.0, -9999.0, -9999.0, -9999.0, -9999.0, -9999.0, -9999.0, -9999.0, -9999.0, -9999.0, -9999.0, -9999.0, -9999.0, -9999.0, -9999.0, -9999.0, -9999.0, -9999.0, -9999.0, -9999.0, -9999.0, -9999.0, -9999.0, -9999.0, -9999.0, -9999.0, -9999.0, -9999.0, -9999.0, -9999.0, -9999.0, -9999.0, -9999.0, -9999.0, -9999.0, -9999.0, -9999.0, -9999.0, -9999.0, -9999.0, -9999.0, -9999.0, -9999.0, -9999.0, -9999.0, -9999.0, -9999.0, -9999.0, -9999.0, -9999.0, -9999.0, -9999.0, -9999.0, -9999.0, -9999.0, -9999.0, -9999.0, -9999.0, -9999.0, -9999.0, -9999.0, -9999.0, -9999.0, -9999.0, -9999.0, -9999.0, -9999.0, -9999.0, -9999.0, -9999.0, -9999.0, -9999.0, -9999.0, -9999.0, -9999.0, -9999.0, -9999.0, -9999.0, -9999.0, -9999.0, -9999.0, -9999.0, -9999.0, -9999.0, -9999.0, -9999.0, -9999.0, -9999.0, -9999.0, -9999.0, -9999.0, -9999.0, -9999.0, -9999.0, -9999.0, -9999.0, -9999.0, -9999.0, -9999.0, -9999.0, -9999.0, -9999.0, -9999.0, -9999.0, -9999.0, -9999.0, -9999.0, -9999.0, -9999.0, -9999.0, -9999.0, -9999.0, -9999.0, -9999.0, -9999.0, -9999.0, -9999.0, -9999.0, -9999.0, -9999.0, -9999.0, -9999.0, -9999.0, -9999.0, -9999.0, -9999.0, -9999.0, -9999.0, -9999.0, -9999.0, -9999.0, -9999.0, -9999.0, -9999.0, -9999.0, -9999.0, -9999.0, -9999.0, -9999.0, -9999.0, -9999.0, -9999.0, -9999.0, -9999.0, -9999.0, -9999.0, -9999.0, -9999.0, -9999.0, -9999.0, -9999.0, -9999.0, -9999.0, -9999.0, -9999.0, -9999.0, -9999.0, -9999.0, -9999.0, -9999.0, -9999.0, -9999.0, -9999.0, -9999.0, -9999.0, -9999.0, -9999.0, -9999.0, -9999.0, -9999.0, -9999.0, -9999.0, -9999.0, -9999.0, -9999.0, -9999.0, -9999.0, -9999.0, -9999.0, -9999.0, -9999.0, -9999.0, -9999.0, -9999.0, -9999.0, -9999.0, -9999.0, -9999.0, -9999.0, -9999.0, -9999.0, -9999.0, -9999.0, -9999.0, -9999.0, -9999.0, -9999.0, -9999.0, -9999.0, -9999.0, -9999.0, -9999.0, -9999.0, -9999.0, -9999.0, -9999.0, -9999.0, -9999.0, -9999.0, -9999.0, -9999.0, -9999.0, -9999.0, -9999.0, -9999.0, -9999.0, -9999.0, -9999.0, -9999.0, -9999.0, -9999.0, -9999.0, -9999.0, -9999.0, -9999.0, -9999.0, -9999.0, -9999.0, -9999.0, -9999.0, -9999.0, -9999.0, -9999.0, -9999.0, -9999.0, -9999.0, -9999.0, -9999.0, -9999.0, -9999.0, -9999.0, -9999.0, -9999.0, -9999.0, -9999.0, -9999.0, -9999.0, -9999.0, -9999.0, -9999.0, -9999.0, -9999.0, -9999.0, -9999.0, -9999.0, -9999.0, -9999.0, -9999.0, -9999.0, -9999.0, -9999.0, -9999.0, -9999.0, -9999.0, -9999.0, -9999.0, -9999.0, -9999.0, -9999.0, -9999.0, -9999.0, -9999.0, -9999.0, -9999.0, -9999.0, -9999.0, -9999.0, -9999.0, -9999.0, -9999.0, -9999.0, -9999.0, -9999.0, -9999.0, -9999.0, -9999.0, -9999.0, -9999.0, -9999.0, -9999.0, -9999.0, -9999.0, -9999.0, -9999.0, -9999.0, -9999.0, -9999.0, -9999.0, -9999.0, -9999.0, -9999.0, -9999.0, -9999.0, -9999.0, -9999.0, -9999.0, -9999.0, -9999.0, -9999.0, -9999.0, -9999.0, -9999.0, -9999.0, -9999.0, -9999.0, -9999.0, -9999.0, -9999.0, -9999.0, -9999.0, -9999.0, -9999.0, -9999.0, -9999.0, -9999.0, -9999.0, -9999.0, -9999.0, -9999.0, -9999.0, -9999.0, -9999.0, -9999.0, -9999.0, -9999.0, -9999.0, -9999.0, -9999.0, -9999.0, -9999.0, -9999.0, -9999.0, -9999.0, -9999.0, -9999.0, -9999.0, -9999.0, -9999.0, -9999.0, -9999.0, -9999.0, -9999.0, -9999.0, -9999.0, -9999.0, -9999.0, -9999.0, -9999.0, -9999.0, -9999.0, -9999.0, -9999.0, -9999.0, -9999.0, -9999.0, -9999.0, -9999.0, -9999.0, -9999.0, -9999.0, -9999.0, -9999.0, -9999.0, -9999.0, -9999.0, -9999.0, -9999.0, -9999.0, -9999.0, -9999.0, -9999.0, -9999.0, -9999.0, -9999.0, -9999.0, -9999.0, -9999.0, -9999.0, -9999.0, -9999.0, -9999.0, -9999.0, -9999.0, -9999.0, -9999.0, -9999.0, -9999.0, -9999.0, -9999.0, -9999.0, -9999.0, -9999.0, -9999.0, -9999.0, -9999.0, -9999.0, -9999.0, -9999.0]
aeroelastic_qblade.member0:joint1 | intermediate | m | [0.0, 0.0, -120.0]
aeroelastic_qblade.member0:joint2 | intermediate | m | [0.0, 0.0, 10.0]
aeroelastic_qblade.member0:s_ghost1 | intermediate |  | 0
aeroelastic_qblade.member0:s_ghost2 | intermediate |  | 1
aeroelastic_qblade.member0:outer_diameter | intermediate | m | [9.4, 9.4, 9.4, 9.4, 6.5, 6.5]
aeroelastic_qblade.member0:wall_thickness | intermediate | m | [0.08, 0.08, 0.08, 0.08, 0.08]
aeroelastic_qblade.member1:joint1 | intermediate | m | [5.2, 0.0, -70.0]
aeroelastic_qblade.member1:joint2 | intermediate | m | [0.0, 0.0, -69.9994]
aeroelastic_qblade.member1:s_ghost1 | intermediate |  | 0
aeroelastic_qblade.member1:s_ghost2 | intermediate |  | 0.096154
aeroelastic_qblade.member1:outer_diameter | intermediate | m | [1.0, 1.0]
aeroelastic_qblade.member1:wall_thickness | intermediate | m | 0.1
aeroelastic_qblade.member2:joint1 | intermediate | m | [-2.5999999999999988, 4.503332099679081, -70.0]
aeroelastic_qblade.member2:joint2 | intermediate | m | [0.0, 0.0, -69.9994]
aeroelastic_qblade.member2:s_ghost1 | intermediate |  | 0
aeroelastic_qblade.member2:s_ghost2 | intermediate |  | 0.096154
aeroelastic_qblade.member2:outer_diameter | intermediate | m | [1.0, 1.0]
aeroelastic_qblade.member2:wall_thickness | intermediate | m | 0.1
aeroelastic_qblade.member3:joint1 | intermediate | m | [-2.6000000000000023, -4.5033320996790795, -70.0]
aeroelastic_qblade.member3:joint2 | intermediate | m | [0.0, 0.0, -69.9994]
aeroelastic_qblade.member3:s_ghost1 | intermediate |  | 0
aeroelastic_qblade.member3:s_ghost2 | intermediate |  | 0.096154
aeroelastic_qblade.member3:outer_diameter | intermediate | m | [1.0, 1.0]
aeroelastic_qblade.member3:wall_thickness | intermediate | m | 0.1
aeroelastic_qblade.line_diameter | intermediate | m | [0.09, 0.09, 0.09]
aeroelastic_qblade.line_mass_density | intermediate | kg/m | [161.18999999999997, 161.18999999999997, 161.18999999999997]
aeroelastic_qblade.line_stiffness | intermediate | N | [691740000.0, 691740000.0, 691740000.0]
aeroelastic_qblade.unstretched_length | intermediate | m | [902.2, 902.2, 902.2]
aeroelastic_qblade.nodes_location_full | intermediate | m | [[853.87, 0.0, -320.0], [-426.93499999999983, 739.4731115294187, -320.0], [-426.9350000000004, -739.4731115294184, -320.0], [5.2, 0.0, -70.0], [-2.5999999999999988, 4.503332099679081, -70.0], [-2.6000000000000023, -4.5033320996790795, -70.0]]
aeroelastic_qblade.line_transverse_added_mass | intermediate | kg/m | [1.0, 1.0, 1.0]
aeroelastic_qblade.line_transverse_drag | intermediate |  | [1.6, 1.6, 1.6]
aeroelastic_qblade.blade_root_sparU_load2stress | intermediate | m**2 | [0.0, 0.0, -1.056906950428821, -0.275515888643169, 1.2064241460780156, 0.0] | Blade root upper spar cap coefficient between axial load and stress S=C^T [Fx-z;Mx-z]
aeroelastic_qblade.blade_root_sparL_load2stress | intermediate | m**2 | [0.0, 0.0, -1.056906950428821, 0.28778941852995915, -1.206487982741595, 0.0] | Blade root lower spar cap coefficient between axial load and stress S=C^T [Fx-z;Mx-z]
aeroelastic_qblade.blade_maxc_teU_load2stress | intermediate | m**2 | [0.0, 0.0, -1.4254376133142983, -5.997803545933525, -0.9206939479907762, 0.0] | Blade max chord upper trailing edge coefficient between axial load and stress S=C^T [Fx-z;Mx-z]
aeroelastic_qblade.blade_maxc_teL_load2stress | intermediate | m**2 | [0.0, 0.0, -1.4254376133142983, -6.048889263196856, -1.1115562522079194, 0.0] | Blade max chord lower trailing edge coefficient between axial load and stress S=C^T [Fx-z;Mx-z]
aeroelastic_qblade.lss_wohlerexp | intermediate |  | 3 | Low speed shaft Wohler exponent, m, in S/N curve S=A*N^-(1/m)
aeroelastic_qblade.lss_wohlerA | intermediate |  | 35534648443.7198 | Low speed shaft parameter, A, in S/N curve S=A*N^-(1/m)
aeroelastic_qblade.lss_ultstress | intermediate | Pa | 814000000 | Low speed shaft Ultimate stress for material
aeroelastic_qblade.lss_axial_load2stress | intermediate | m**2 | [3.824369066990949, 0.0, 0.0, 0.0, 53.024021906197184, 53.024021906197184] | Low speed shaft coefficient between axial load and stress S=C^T [Fx-z;Mx-z]
aeroelastic_qblade.lss_shear_load2stress | intermediate | m**2 | [0.0, 4.299870732647848, 4.299870732647848, 26.512010953098592, 0.0, 0.0] | Low speed shaft coefficient between shear load and stress S=C^T [Fx-z;Mx-z]
aeroelastic_qblade.tower_wohlerexp | intermediate |  | [3.0, 3.0, 3.0, 3.0, 3.0, 3.0, 3.0, 3.0, 3.0, 3.0] | Tower Wohler exponent, m, in S/N curve S=A*N^-(1/m)
aeroelastic_qblade.tower_wohlerA | intermediate |  | [35534648443.719765, 35534648443.719765, 35534648443.719765, 35534648443.719765, 35534648443.719765, 35534648443.719765, 35534648443.719765, 35534648443.719765, 35534648443.719765, 35534648443.719765] | Tower parameter, A, in S/N curve S=A*N^-(1/m)
aeroelastic_qblade.tower_ultstress | intermediate | Pa | [450000000.0, 450000000.0, 450000000.0, 450000000.0, 450000000.0, 450000000.0, 450000000.0, 450000000.0, 450000000.0, 450000000.0] | Tower ultimate stress for material
aeroelastic_qblade.tower_axial_load2stress | intermediate | m**2 | [[0.0, 0.0, 1.8864547521169233, 1.1945215363655803, 1.1945215363655803, 0.0], [0.0, 0.0, 2.029476327106171, 1.3410005756489476, 1.3410005756489476, 0.0], [0.0, 0.0, 2.18957789292376, 1.5126058397035373, 1.5126058397035373, 0.0], [0.0, 0.0, 2.3674900251943476, 1.7119098921167286, 1.7119098921167286, 0.0], [0.0, 0.0, 2.5706755214019976, 1.9517671950771647, 1.9517671950771647, 0.0], [0.0, 0.0, 2.80154915825689, 2.2389993057840076, 2.2389993057840076, 0.0], [0.0, 0.0, 3.062239613661792, 2.5805760978363423, 2.5805760978363423, 0.0], [0.0, 0.0, 3.361635313328838, 2.995979930942603, 2.995979930942603, 0.0], [0.0, 0.0, 3.7122868350954867, 3.5147646671948967, 3.5147646671948967, 0.0], [0.0, 0.0, 4.121922848803683, 4.162099407085797, 4.162099407085797, 0.0]] | Tower coefficient between axial load and stress S=C^T [Fx-z;Mx-z]
aeroelastic_qblade.tower_shear_load2stress | intermediate | m**2 | [[3.1010729914133783, 3.1010729914133783, 0.0, 0.0, 0.0, 0.5972607681827902], [3.3361048411928076, 3.3361048411928076, 0.0, 0.0, 0.0, 0.6705002878244738], [3.599194379720246, 3.599194379720246, 0.0, 0.0, 0.0, 0.7563029198517687], [3.891544463950636, 3.891544463950636, 0.0, 0.0, 0.0, 0.8559549460583643], [4.2254029721927715, 4.2254029721927715, 0.0, 0.0, 0.0, 0.9758835975385823], [4.6047364788691825, 4.6047364788691825, 0.0, 0.0, 0.0, 1.1194996528920038], [5.033043779298999, 5.033043779298999, 0.0, 0.0, 0.0, 1.2902880489181712], [5.524912517001665, 5.524912517001665, 0.0, 0.0, 0.0, 1.4979899654713016], [6.100935791940572, 6.100935791940572, 0.0, 0.0, 0.0, 1.7573823335974483], [6.773798187676042, 6.773798187676042, 0.0, 0.0, 0.0, 2.0810497035428983]] | Tower coefficient between shear load and stress S=C^T [Fx-z;Mx-z]
aeroelastic_qblade.U | intermediate | m/s | [3.0, 4.272046072021935, 5.304031475548529, 6.080106111341955, 6.588350372834853, 6.82095821746675, 6.867559376486635, 7.192653799388591, 7.791248412775406, 8.6541494974404, 9.768103893234573, 11.116002552239781, 11.75355353922616, 12.677143313907283, 14.42754886624012, 16.340335009504354, 18.386123566365413, 20.533493596628738, 22.7494639864494, 25.0] | wind speeds
aeroelastic_qblade.Omega | intermediate | rpm | [6.899939740828794, 6.899939740828794, 6.899939740828794, 6.899939740828794, 7.007976800069686, 7.255399946448761, 7.304969235084999, 7.650769631937399, 8.287490043856913, 9.205351183577271, 10.390255768228583, 11.824005037256768, 12.126090902239644, 12.126090902239644, 12.126090902239644, 12.126090902239644, 12.126090902239644, 12.126090902239644, 12.126090902239644, 12.126090902239644] | rotation speeds to run
aeroelastic_qblade.pitch | intermediate | deg | [1.561659743165843, 1.813860816708062, 1.0733502374125243, 0.0003986921919896124, 0.0, 0.0, 0.0, 0.0, 0.0, 0.0, 0.0, 0.75407428434301, 2.094897011558451, 5.639171530814522, 9.4849001359295, 12.593588876360831, 15.429726807975916, 18.107527215857004, 20.657061514153533, 23.07932264651252] | pitch angles to run
aeroelastic_qblade.Ct_aero | intermediate |  | [0.8693694715302348, 0.794797401293593, 0.7894085280414731, 0.7864218567514474, 0.7507258905500457, 0.7507258905500458, 0.7507258905500458, 0.7507258905500459, 0.750725890550046, 0.750725890550046, 0.7507258905500458, 0.7175532646082773, 0.641820514925388, 0.4551154494236068, 0.28762600230989455, 0.19500020226181303, 0.13821655765937146, 0.10163941501915108, 0.07724516314666, 0.0604981695291047] | rotor aerodynamic thrust coefficient
aeroelastic_qblade.platform_elem_memid | intermediate | n/a | [-1, -1, -1, -1, -1, -1, -1, -1, -1, -1, -1, -1, -1, -1, -1, -1, -1, -1, -1, -1, -1, -1, -1, -1, -1, -1, -1, -1, -1, -1, -1, -1, -1, -1, -1, -1, -1, -1, -1, -1, -1, -1, -1, -1, -1, -1, -1, -1, -1, -1, -1, -1, -1, -1, -1, -1, -1, -1, -1, -1, -1, -1, -1, -1, -1, -1, -1, -1, -1, -1, -1, -1, -1, -1, -1, -1, -1, -1, -1, -1, -1, -1, -1, -1, -1, -1, -1, -1, -1, -1, -1, -1, -1, -1, -1, -1, -1, -1, -1, -1, -1, -1, -1, -1, -1, -1, -1, -1, -1, -1, -1, -1, -1, -1, -1, -1, -1, -1, -1, -1, -1, -1, -1, -1, -1, -1, -1, -1, -1, -1, -1, -1, -1, -1, -1, -1, -1, -1, -1, -1, -1, -1, -1, -1, -1, -1, -1, -1, -1, -1, -1, -1, -1, -1, -1, -1, -1, -1, -1, -1, -1, -1, -1, -1, -1, -1, -1, -1, -1, -1, -1, -1, -1, -1, -1, -1, -1, -1, -1, -1, -1, -1, -1, -1, -1, -1, -1, -1, -1, -1, -1, -1, -1, -1, -1, -1, -1, -1, -1, -1, -1, -1, -1, -1, -1, -1, -1, -1, -1, -1, -1, -1, -1, -1, -1, -1, -1, -1, -1, -1, -1, -1, -1, -1, -1, -1, -1, -1, -1, -1, -1, -1, -1, -1, -1, -1, -1, -1, -1, -1, -1, -1, -1, -1, -1, -1, -1, -1, -1, -1, -1, -1, -1, -1, -1, -1, -1, -1, -1, -1, -1, -1, -1, -1, -1, -1, -1, -1, -1, -1, -1, -1, -1, -1, -1, -1, -1, -1, -1, -1, -1, -1, -1, -1, -1, -1, -1, -1, -1, -1, -1, -1, -1, -1, -1, -1, -1, -1, -1, -1, -1, -1, -1, -1, -1, -1, -1, -1, -1, -1, -1, -1, -1, -1, -1, -1, -1, -1, -1, -1, -1, -1, -1, -1, -1, -1, -1, -1, -1, -1, -1, -1, -1, -1, -1, -1, -1, -1, -1, -1, -1, -1, -1, -1, -1, -1, -1, -1, -1, -1, -1, -1, -1, -1, -1, -1, -1, -1, -1, -1, -1, -1, -1, -1, -1, -1, -1, -1, -1, -1, -1, -1, -1, -1, -1, -1, -1, -1, -1, -1, -1, -1, -1, -1, -1, -1, -1, -1, -1, -1, -1, -1, -1, -1, -1, -1, -1, -1, -1, -1, -1, -1, -1, -1, -1, -1, -1, -1, -1, -1, -1, -1, -1, -1, -1, -1, -1, -1, -1, -1, -1, -1, -1, -1, -1, -1, -1, -1, -1, -1, -1, -1, -1, -1, -1, -1, -1, -1, -1, -1, -1, -1, -1, -1, -1, -1, -1, -1, -1, -1, -1, -1, -1, -1, -1, -1, -1, -1, -1, -1, -1, -1, -1, -1, -1, -1, -1, -1, -1, -1, -1, -1, -1, -1, -1, -1, -1, -1, -1, -1, -1, -1, -1, -1, -1, -1, -1, -1, -1, -1, -1, -1, -1, -1, -1, -1, -1, -1, -1, -1]
financese_post.tcc_per_kW | intermediate | USD/kW | 643.2077
financese_post.turbine_aep | intermediate | kW*h | 0
outputs_2_screen_weis.aep | intermediate | GW*h | 0
outputs_2_screen_weis.blade_mass | intermediate | kg | 16419.8667
outputs_2_screen_weis.lcoe | intermediate | USD/MW/h | inf
outputs_2_screen_weis.DEL_RootMyb | intermediate | N*m | 3796601.6711
outputs_2_screen_weis.DEL_TwrBsMyt | intermediate | N*m | 35475430.8973
outputs_2_screen_weis.Std_PtfmPitch | intermediate | deg | 1.5058
outputs_2_screen_weis.tip_deflection | intermediate | m | 3.8254
outputs_2_screen_weis.rotor_overspeed | intermediate |  | -0.0021517
outputs_2_screen_weis.Max_PtfmPitch | intermediate |  | 6.03
rlds_post.brs.rootD | intermediate | m | 3.542 | Blade root outer diameter / Chord at blade span station 0
rlds_post.brs.layer_thickness | intermediate | m | [[5e-05, 5e-05, 5e-05, 5e-05, 5e-05, 5e-05, 5e-05, 5e-05, 5e-05, 5e-05, 5e-05, 5e-05, 5e-05, 5e-05, 5e-05, 5e-05, 5e-05, 5e-05, 5e-05, 5e-05, 5e-05, 5e-05, 5e-05, 5e-05, 5e-05, 5e-05, 5e-05, 5e-05, 5e-05, 5e-05], [0.00282, 0.0028200000000000005, 0.00282, 0.00282, 0.00282, 0.00282, 0.0028199999999999996, 0.00282, 0.0028200000000000005, 0.0028200000000000005, 0.00282, 0.0028200000000000005, 0.0028200000000000005, 0.0028200000000000005, 0.0028199999999999996, 0.0028200000000000005, 0.00282, 0.0028200000000000005, 0.0028200000000000005, 0.0028200000000000005, 0.0028200000000000005, 0.0028200000000000005, 0.00282, 0.00282, 0.00282, 0.00282, 0.0028199999999999996, 0.0028200000000000005, 0.00282, 0.00282], [0.0517, 0.025959319092461634, 0.01243392925521796, 0.004271311045519619, 0.0010772698145532268, 0.0, 0.0, 0.0, 0.0, 0.0, 0.0, 0.0, 0.0, 0.0, 0.0, 0.0, 0.0, 0.0, 0.0, 0.0, 0.0, 0.0, 0.0, 0.0, 0.0, 0.0, 0.0, 0.0, 0.0, 0.0], [0.00047, 0.0026377767830561725, 0.023006288238498256, 0.04142110209017276, 0.0423, 0.0423, 0.0423, 0.0423, 0.0423, 0.0423, 0.0423, 0.04226683603558402, 0.04185976132895962, 0.04104126471239999, 0.039877179857990025, 0.03843334043781462, 0.036775580123958686, 0.03496973258850711, 0.03308163150354477, 0.031177110541156582, 0.029232387010542777, 0.027000901301356323, 0.02448126599472148, 0.021693652160641546, 0.018658230869119836, 0.015395173190159645, 0.011924650193764257, 0.008266832949936994, 0.004441892528681145, 0.00046999999999999917], [0.00047, 0.0026377767830561725, 0.023006288238498256, 0.04142110209017276, 0.0423, 0.0423, 0.0423, 0.0423, 0.0423, 0.0423, 0.0423, 0.04226683603558402, 0.04185976132895962, 0.04104126471239999, 0.039877179857990025, 0.03843334043781462, 0.036775580123958686, 0.03496973258850711, 0.03308163150354477, 0.031177110541156582, 0.029232387010542777, 0.027000901301356323, 0.02448126599472148, 0.021693652160641546, 0.018658230869119836, 0.015395173190159645, 0.011924650193764257, 0.008266832949936994, 0.004441892528681145, 0.00046999999999999917], [0.0, 0.0017633650830294267, 0.0060368876770462, 0.00705, 0.00705, 0.00705, 0.00705, 0.00705, 0.00705, 0.00705, 0.00705, 0.007028160918550486, 0.006765556523553196, 0.00625385741669781, 0.005553961618461436, 0.0047267671493211845, 0.0038331720297541715, 0.002934074280237507, 0.002090371921248297, 0.0013629629732636603, 0.0008127454567607032, 0.0005006173922165423, 0.00038999307011384327, 0.00029552293438007624, 0.00021147246379179594, 0.0001393412272623539, 8.062879370510148e-05, 3.683473203339061e-05, 9.458611160572945e-06, -1.4399560103323106e-20], [0.0, 0.0017633650830294267, 0.0060368876770462, 0.00705, 0.00705, 0.00705, 0.00705, 0.00705, 0.00705, 0.00705, 0.00705, 0.007028160918550486, 0.006765556523553196, 0.00625385741669781, 0.005553961618461436, 0.0047267671493211845, 0.0038331720297541715, 0.002934074280237507, 0.002090371921248297, 0.0013629629732636603, 0.0008127454567607032, 0.0005006173922165423, 0.00038999307011384327, 0.00029552293438007624, 0.00021147246379179594, 0.0001393412272623539, 8.062879370510148e-05, 3.683473203339061e-05, 9.458611160572945e-06, -1.4399560103323106e-20], [0.0, 0.02, 0.02, 0.06994882607469227, 0.09, 0.09, 0.09, 0.09, 0.09, 0.09, 0.09, 0.08032555686642343, 0.06, 0.06, 0.06, 0.06, 0.06, 0.06, 0.06, 0.030988560584853875, 0.02, 0.02, 0.02, 0.02, 0.02, 0.02, 0.02, 0.02, 0.0, 0.0], [0.0, 0.02, 0.02, 0.06994882607469227, 0.09, 0.09, 0.09, 0.09, 0.09, 0.09, 0.09, 0.08032555686642343, 0.06, 0.06, 0.06, 0.06, 0.06, 0.06, 0.06, 0.030988560584853875, 0.02, 0.02, 0.02, 0.02, 0.02, 0.02, 0.02, 0.02, 0.0, 0.0], [0.0, 0.0, 0.0, 0.0, 0.02, 0.02, 0.02, 0.02, 0.02, 0.02, 0.02, 0.02, 0.02, 0.02, 0.02, 0.02, 0.02, 0.02, 0.02, 0.02, 0.02, 0.02, 0.02, 0.02, 0.02, 0.02, 0.02, 0.02, 0.0, 0.0], [0.00282, 0.00282, 0.00282, 0.00282, 0.00282, 0.00282, 0.00282, 0.00282, 0.00282, 0.00282, 0.00282, 0.00282, 0.00282, 0.00282, 0.00282, 0.00282, 0.00282, 0.00282, 0.00282, 0.00282, 0.00282, 0.00282, 0.00282, 0.00282, 0.00282, 0.00282, 0.00282, 0.00282, 0.00282, 0.00282], [0.002, 0.002, 0.002, 0.002, 0.002, 0.002, 0.002, 0.002, 0.002, 0.002, 0.002, 0.002, 0.002, 0.002, 0.002, 0.002, 0.002, 0.002, 0.002, 0.002, 0.002, 0.002, 0.002, 0.002, 0.002, 0.002, 0.002, 0.002, 0.002, 0.002], [0.04, 0.04, 0.04, 0.04, 0.04, 0.04, 0.04, 0.04, 0.04, 0.04, 0.04, 0.04, 0.04, 0.04, 0.04, 0.04, 0.04, 0.04, 0.04, 0.04, 0.04, 0.04, 0.04, 0.04, 0.04, 0.04, 0.04, 0.04, 0.04, 0.04], [0.002, 0.002, 0.002, 0.002, 0.002, 0.002, 0.002, 0.002, 0.002, 0.002, 0.002, 0.002, 0.002, 0.002, 0.002, 0.002, 0.002, 0.002, 0.002, 0.002, 0.002, 0.002, 0.002, 0.002, 0.002, 0.002, 0.002, 0.002, 0.002, 0.002], [0.002, 0.002, 0.002, 0.002, 0.002, 0.002, 0.002, 0.002, 0.002, 0.002, 0.002, 0.002, 0.002, 0.002, 0.002, 0.002, 0.002, 0.002, 0.002, 0.002, 0.002, 0.002, 0.002, 0.002, 0.002, 0.002, 0.002, 0.002, 0.002, 0.002], [0.04, 0.04, 0.04, 0.04, 0.04, 0.04, 0.04, 0.04, 0.04, 0.04, 0.04, 0.04, 0.04, 0.04, 0.04, 0.04, 0.04, 0.04, 0.04, 0.04, 0.04, 0.04, 0.04, 0.04, 0.04, 0.04, 0.04, 0.04, 0.04, 0.04], [0.002, 0.002, 0.002, 0.002, 0.002, 0.002, 0.002, 0.002, 0.002, 0.002, 0.002, 0.002, 0.002, 0.002, 0.002, 0.002, 0.002, 0.002, 0.002, 0.002, 0.002, 0.002, 0.002, 0.002, 0.002, 0.002, 0.002, 0.002, 0.002, 0.002]] | 2D array of the thickness of the layers of the blade structure. The first dimension represents each layer, the second dimension represents each entry along blade span.
rlds_post.brs.layer_start_nd | intermediate |  | [[0.0, 0.0, 0.0, 0.0, 0.0, 0.0, 0.0, 0.0, 0.0, 0.0, 0.0, 0.0, 0.0, 0.0, 0.0, 0.0, 0.0, 0.0, 0.0, 0.0, 0.0, 0.0, 0.0, 0.0, 0.0, 0.0, 0.0, 0.0, 0.0, 0.0], [0.0, 0.0, 0.0, 0.0, 0.0, 0.0, 0.0, 0.0, 0.0, 0.0, 0.0, 0.0, 0.0, 0.0, 0.0, 0.0, 0.0, 0.0, 0.0, 0.0, 0.0, 0.0, 0.0, 0.0, 0.0, 0.0, 0.0, 0.0, 0.0, 0.0], [0.0, 0.0, 0.0, 0.0, 0.0, 0.0, 0.0, 0.0, 0.0, 0.0, 0.0, 0.0, 0.0, 0.0, 0.0, 0.0, 0.0, 0.0, 0.0, 0.0, 0.0, 0.0, 0.0, 0.0, 0.0, 0.0, 0.0, 0.0, 0.0, 0.0], [0.6793361040174146, 0.6774760162642492, 0.6768144260234352, 0.6774932742264486, 0.6745220708483249, 0.6675470941148303, 0.6687434664732416, 0.6688955314836789, 0.6677310700759523, 0.6664773832414145, 0.6651698356678334, 0.6633469742564465, 0.6609237374316723, 0.6583435260432949, 0.655825186284783, 0.6534582390207206, 0.6511435208764974, 0.648766665649544, 0.6461690850885691, 0.6433265457814136, 0.6407836005936436, 0.6386018818368404, 0.6361761066196547, 0.6334886400381222, 0.6304892779259521, 0.6272737983289405, 0.6232179065670916, 0.6168792563480321, 0.5844100332948011, 0.5755869763511055], [0.17932131939616958, 0.1811036170727723, 0.17964291319120512, 0.18532656355077726, 0.2077384338115618, 0.22623986465377866, 0.23139088655323942, 0.23499341672131346, 0.2365195686393576, 0.23738353071718782, 0.2381081091756385, 0.23876750862813617, 0.23939929835576448, 0.23972541199295422, 0.23940559248397414, 0.23856495425800706, 0.2374554383792662, 0.2361697949863243, 0.23477774592645403, 0.23314929084462022, 0.23121062904628958, 0.22886324037198522, 0.22624058609165007, 0.2233524150845803, 0.22015323656536712, 0.2167357178670189, 0.2124813019126658, 0.20595576703568044, 0.17336375695768058, 0.16452599166281023], [1.0, 0.9597394743797999, 0.9598422399210661, 0.9579725575104294, 0.9568165285212687, 0.9564948015210321, 0.9563252200829513, 0.9559573383091191, 0.9546433653239542, 0.9531711079524965, 0.9517801760742141, 0.9501952288060441, 0.9483565351283265, 0.9463505777814493, 0.9441720976458174, 0.9419405299029704, 0.9396473824264929, 0.9371931590641491, 0.9345295411316384, 0.9316293197019923, 0.9286069053249718, 0.9254854322563244, 0.9232430076986821, 0.9242978107702253, 0.9285476976979147, 0.9358758737794591, 0.945546125074597, 0.9567472759670391, 0.9625948512559496, 0.9829573319639611], [0.0, 0.0, 0.0, 0.0, 0.0, 0.0, 0.0, 0.0, 0.0, 0.0, 0.0, 0.0, 0.0, 0.0, 0.0, 0.0, 0.0, 0.0, 0.0, 0.0, 0.0, 0.0, 0.0, 0.0, 0.0, 0.0, 0.0, 0.0, 0.0, 0.0], [0.7467459866108559, 0.7445768922979161, 0.7437440261549917, 0.7475390117090663, 0.7464945233128771, 0.7400557582464435, 0.7415347663349895, 0.7422999676351469, 0.7433254612026953, 0.7445255366539204, 0.7455362088774767, 0.746354926246373, 0.7469961788844615, 0.7477592297408796, 0.7488716902084205, 0.7502240225157701, 0.7517312168323426, 0.7534447338759621, 0.7552865165358382, 0.7572776796114266, 0.7597720917186905, 0.7627928280762997, 0.7660234532326438, 0.7695322334392617, 0.7733501068410855, 0.7773940500399255, 0.7822646023656571, 0.7893701638586097, 0.8223435273914962, 0.8312269968916879], [0.0, 0.04026052562020007, 0.040157760078933895, 0.0420274424895706, 0.0431834714787313, 0.04350519847896797, 0.04367477991704874, 0.044042661690880905, 0.04535663467604579, 0.046828892047503505, 0.04821982392578597, 0.049804771193955905, 0.05164346487167345, 0.053649422218550756, 0.05582790235418253, 0.05805947009702964, 0.060352617573507045, 0.06280684093585089, 0.06547045886836153, 0.06837068029800779, 0.07139309467502818, 0.0745145677436756, 0.07675699230131791, 0.07570218922977473, 0.07145230230208535, 0.06412412622054087, 0.05445387492540302, 0.043252724032960835, 0.03740514874405042, 0.017042668036038884], [0.2467312019896108, 0.24820449310643908, 0.2465725133227616, 0.2553723010333949, 0.27971088627611396, 0.29874852878539193, 0.30418218641498734, 0.30839785287278165, 0.31211395976610057, 0.31543168412969363, 0.31847448238528175, 0.32177546061806267, 0.3254717398085536, 0.3291411156905388, 0.3324520964076117, 0.33533073775305644, 0.33804313433511124, 0.3408478632127424, 0.3438951773737232, 0.3471004246746332, 0.35019912017133653, 0.3530541866114445, 0.3560879327046391, 0.3593960084857198, 0.36301406548050064, 0.36685596957800387, 0.37152799771123124, 0.37844667454625813, 0.41129725105437553, 0.42016601220339267], [0.0, 0.0, 0.0, 0.0, 0.0, 0.0, 0.0, 0.0, 0.0, 0.0, 0.0, 0.0, 0.0, 0.0, 0.0, 0.0, 0.0, 0.0, 0.0, 0.0, 0.0, 0.0, 0.0, 0.0, 0.0, 0.0, 0.0, 0.0, 0.0, 0.0], [0.0, 0.0, 0.0, 0.0, 0.0, 0.0, 0.0, 0.0, 0.0, 0.0, 0.0, 0.0, 0.0, 0.0, 0.0, 0.0, 0.0, 0.0, 0.0, 0.0, 0.0, 0.0, 0.0, 0.0, 0.0, 0.0, 0.0, 0.0, 0.0, 0.0], [0.0, 0.0, 0.0, 0.0, 0.0, 0.0, 0.0, 0.0, 0.0, 0.0, 0.0, 0.0, 0.0, 0.0, 0.0, 0.0, 0.0, 0.0, 0.0, 0.0, 0.0, 0.0, 0.0, 0.0, 0.0, 0.0, 0.0, 0.0, 0.0, 0.0], [0.0, 0.0, 0.0, 0.0, 0.0, 0.0, 0.0, 0.0, 0.0, 0.0, 0.0, 0.0, 0.0, 0.0, 0.0, 0.0, 0.0, 0.0, 0.0, 0.0, 0.0, 0.0, 0.0, 0.0, 0.0, 0.0, 0.0, 0.0, 0.0, 0.0], [0.0, 0.0, 0.0, 0.0, 0.0, 0.0, 0.0, 0.0, 0.0, 0.0, 0.0, 0.0, 0.0, 0.0, 0.0, 0.0, 0.0, 0.0, 0.0, 0.0, 0.0, 0.0, 0.0, 0.0, 0.0, 0.0, 0.0, 0.0, 0.0, 0.0], [0.0, 0.0, 0.0, 0.0, 0.0, 0.0, 0.0, 0.0, 0.0, 0.0, 0.0, 0.0, 0.0, 0.0, 0.0, 0.0, 0.0, 0.0, 0.0, 0.0, 0.0, 0.0, 0.0, 0.0, 0.0, 0.0, 0.0, 0.0, 0.0, 0.0], [0.0, 0.0, 0.0, 0.0, 0.0, 0.0, 0.0, 0.0, 0.0, 0.0, 0.0, 0.0, 0.0, 0.0, 0.0, 0.0, 0.0, 0.0, 0.0, 0.0, 0.0, 0.0, 0.0, 0.0, 0.0, 0.0, 0.0, 0.0, 0.0, 0.0]] | 2D array of the non-dimensional start point defined along the outer profile of a layer. The TE suction side is 0, the TE pressure side is 1. The first dimension represents each layer, the second dimension represents each entry along blade span.
rlds_post.brs.layer_end_nd | intermediate |  | [[1.0, 1.0, 1.0, 1.0, 1.0, 1.0, 1.0, 1.0, 1.0, 1.0, 1.0, 1.0, 1.0, 1.0, 1.0, 1.0, 1.0, 1.0, 1.0, 1.0, 1.0, 1.0, 1.0, 1.0, 1.0, 1.0, 1.0, 1.0, 1.0, 1.0], [1.0, 1.0, 1.0, 1.0, 1.0, 1.0, 1.0, 1.0, 1.0, 1.0, 1.0, 1.0, 1.0, 1.0, 1.0, 1.0, 1.0, 1.0, 1.0, 1.0, 1.0, 1.0, 1.0, 1.0, 1.0, 1.0, 1.0, 1.0, 1.0, 1.0], [1.0, 1.0, 1.0, 1.0, 1.0, 1.0, 1.0, 1.0, 1.0, 1.0, 1.0, 1.0, 1.0, 1.0, 1.0, 1.0, 1.0, 1.0, 1.0, 1.0, 1.0, 1.0, 1.0, 1.0, 1.0, 1.0, 1.0, 1.0, 1.0, 1.0], [0.7467459866108559, 0.7445768922979161, 0.7437440261549917, 0.7475390117090663, 0.7464945233128771, 0.7400557582464435, 0.7415347663349895, 0.7422999676351469, 0.7433254612026953, 0.7445255366539204, 0.7455362088774767, 0.746354926246373, 0.7469961788844615, 0.7477592297408796, 0.7488716902084205, 0.7502240225157701, 0.7517312168323426, 0.7534447338759621, 0.7552865165358382, 0.7572776796114266, 0.7597720917186905, 0.7627928280762997, 0.7660234532326438, 0.7695322334392617, 0.7733501068410855, 0.7773940500399255, 0.7822646023656571, 0.7893701638586097, 0.8223435273914962, 0.8312269968916879], [0.2467312019896108, 0.24820449310643908, 0.2465725133227616, 0.2553723010333949, 0.27971088627611396, 0.29874852878539193, 0.30418218641498734, 0.30839785287278165, 0.31211395976610057, 0.31543168412969363, 0.31847448238528175, 0.32177546061806267, 0.3254717398085536, 0.3291411156905388, 0.3324520964076117, 0.33533073775305644, 0.33804313433511124, 0.3408478632127424, 0.3438951773737232, 0.3471004246746332, 0.35019912017133653, 0.3530541866114445, 0.3560879327046391, 0.3593960084857198, 0.36301406548050064, 0.36685596957800387, 0.37152799771123124, 0.37844667454625813, 0.41129725105437553, 0.42016601220339267], [1.0, 1.0, 1.0, 1.0, 1.0, 1.0, 1.0, 1.0, 1.0, 1.0, 1.0, 1.0, 1.0, 1.0, 1.0, 1.0, 1.0, 1.0, 1.0, 1.0, 1.0, 1.0, 1.0, 1.0, 1.0, 1.0, 1.0, 1.0, 1.0, 1.0], [0.0, 0.04026052562020007, 0.040157760078933895, 0.0420274424895706, 0.0431834714787313, 0.04350519847896797, 0.04367477991704874, 0.044042661690880905, 0.04535663467604579, 0.046828892047503505, 0.04821982392578597, 0.049804771193955905, 0.05164346487167345, 0.053649422218550756, 0.05582790235418253, 0.05805947009702964, 0.060352617573507045, 0.06280684093585089, 0.06547045886836153, 0.06837068029800779, 0.07139309467502818, 0.0745145677436756, 0.07675699230131791, 0.07570218922977473, 0.07145230230208535, 0.06412412622054087, 0.05445387492540302, 0.043252724032960835, 0.03740514874405042, 0.017042668036038884], [1.0, 0.9597394743797999, 0.9598422399210661, 0.9579725575104294, 0.9568165285212687, 0.9564948015210321, 0.9563252200829513, 0.9559573383091191, 0.9546433653239542, 0.9531711079524965, 0.9517801760742141, 0.9501952288060441, 0.9483565351283265, 0.9463505777814493, 0.9441720976458174, 0.9419405299029704, 0.9396473824264929, 0.9371931590641491, 0.9345295411316384, 0.9316293197019923, 0.9286069053249718, 0.9254854322563244, 0.9232430076986821, 0.9242978107702253, 0.9285476976979147, 0.9358758737794591, 0.945546125074597, 0.9567472759670391, 0.9625948512559496, 0.9829573319639611], [0.17932131939616958, 0.1811036170727723, 0.17964291319120512, 0.18532656355077726, 0.2077384338115618, 0.22623986465377866, 0.23139088655323942, 0.23499341672131346, 0.2365195686393576, 0.23738353071718782, 0.2381081091756385, 0.23876750862813617, 0.23939929835576448, 0.23972541199295422, 0.23940559248397414, 0.23856495425800706, 0.2374554383792662, 0.2361697949863243, 0.23477774592645403, 0.23314929084462022, 0.23121062904628958, 0.22886324037198522, 0.22624058609165007, 0.2233524150845803, 0.22015323656536712, 0.2167357178670189, 0.2124813019126658, 0.20595576703568044, 0.17336375695768058, 0.16452599166281023], [0.6793361040174146, 0.6774760162642492, 0.6768144260234352, 0.6774932742264486, 0.6745220708483249, 0.6675470941148303, 0.6687434664732416, 0.6688955314836789, 0.6677310700759523, 0.6664773832414145, 0.6651698356678334, 0.6633469742564465, 0.6609237374316723, 0.6583435260432949, 0.655825186284783, 0.6534582390207206, 0.6511435208764974, 0.648766665649544, 0.6461690850885691, 0.6433265457814136, 0.6407836005936436, 0.6386018818368404, 0.6361761066196547, 0.6334886400381222, 0.6304892779259521, 0.6272737983289405, 0.6232179065670916, 0.6168792563480321, 0.5844100332948011, 0.5755869763511055], [1.0, 1.0, 1.0, 1.0, 1.0, 1.0, 1.0, 1.0, 1.0, 1.0, 1.0, 1.0, 1.0, 1.0, 1.0, 1.0, 1.0, 1.0, 1.0, 1.0, 1.0, 1.0, 1.0, 1.0, 1.0, 1.0, 1.0, 1.0, 1.0, 1.0], [0.0, 0.0, 0.0, 0.0, 0.0, 0.0, 0.0, 0.0, 0.0, 0.0, 0.0, 0.0, 0.0, 0.0, 0.0, 0.0, 0.0, 0.0, 0.0, 0.0, 0.0, 0.0, 0.0, 0.0, 0.0, 0.0, 0.0, 0.0, 0.0, 0.0], [0.0, 0.0, 0.0, 0.0, 0.0, 0.0, 0.0, 0.0, 0.0, 0.0, 0.0, 0.0, 0.0, 0.0, 0.0, 0.0, 0.0, 0.0, 0.0, 0.0, 0.0, 0.0, 0.0, 0.0, 0.0, 0.0, 0.0, 0.0, 0.0, 0.0], [0.0, 0.0, 0.0, 0.0, 0.0, 0.0, 0.0, 0.0, 0.0, 0.0, 0.0, 0.0, 0.0, 0.0, 0.0, 0.0, 0.0, 0.0, 0.0, 0.0, 0.0, 0.0, 0.0, 0.0, 0.0, 0.0, 0.0, 0.0, 0.0, 0.0], [0.0, 0.0, 0.0, 0.0, 0.0, 0.0, 0.0, 0.0, 0.0, 0.0, 0.0, 0.0, 0.0, 0.0, 0.0, 0.0, 0.0, 0.0, 0.0, 0.0, 0.0, 0.0, 0.0, 0.0, 0.0, 0.0, 0.0, 0.0, 0.0, 0.0], [0.0, 0.0, 0.0, 0.0, 0.0, 0.0, 0.0, 0.0, 0.0, 0.0, 0.0, 0.0, 0.0, 0.0, 0.0, 0.0, 0.0, 0.0, 0.0, 0.0, 0.0, 0.0, 0.0, 0.0, 0.0, 0.0, 0.0, 0.0, 0.0, 0.0], [0.0, 0.0, 0.0, 0.0, 0.0, 0.0, 0.0, 0.0, 0.0, 0.0, 0.0, 0.0, 0.0, 0.0, 0.0, 0.0, 0.0, 0.0, 0.0, 0.0, 0.0, 0.0, 0.0, 0.0, 0.0, 0.0, 0.0, 0.0, 0.0, 0.0]] | 2D array of the non-dimensional end point defined along the outer profile of a layer. The TE suction side is 0, the TE pressure side is 1. The first dimension represents each layer, the second dimension represents each entry along blade span.
rlds_post.constr.strainU_spar | intermediate |  | [-0.0008157930275566934, -0.0013469609486182733, -0.0012004671235498886, -0.0012466232267177692, -0.0016536038542190785, -0.0018162116240107913, -0.001747518280490886, -0.0016913552394675687, -0.0016596498695465218, -0.001611312221358093, -0.0015477894921234305, -0.0014920664128913377, -0.0014562141798272956, -0.001429945320566394, -0.0014006609237876369, -0.001375173790323908, -0.00134815924618561, -0.0013188863642983066, -0.0012926067737283463, -0.0012636914110154176, -0.0011931357252140627, -0.001066893907195351, -0.0009273311164677588, -0.0007919769503257584, -0.000658934013537156, -0.0004974772364949895, -0.0003630248832667919, -0.00027917364575103984, -0.00020330814641671835, -1.3870246713604767e-20] | strain in spar cap on upper surface at location xu,yu_strain with loads P_strain
rlds_post.constr.strainL_spar | intermediate |  | [0.0007420028028815246, 0.001202833207135489, 0.0010234436386404354, 0.0010117546655447939, 0.0013281588587623087, 0.001485034970156768, 0.001452826066388452, 0.0014133613974458745, 0.0013959534887730961, 0.0013661651939340287, 0.0013222265954198527, 0.0012843865510580184, 0.0012736938979878082, 0.0012760192688596411, 0.0012695691480496736, 0.0012539921822855094, 0.001229688680929153, 0.001199606486124986, 0.0011718165202975147, 0.0011457233222664088, 0.0010819360069257013, 0.0009659644255394812, 0.0008365881026036169, 0.0007111356289759926, 0.0005883856611849929, 0.0004400487216279468, 0.0003171511498572232, 0.00024082359074240037, 0.0001718608047703915, -1.3128545448113688e-20] | strain in spar cap on lower surface at location xl,yl_strain with loads P_strain
rlds_post.constr.s | intermediate |  | [0.0, 0.034482758620689655, 0.06896551724137931, 0.10344827586206896, 0.13793103448275862, 0.1724137931034483, 0.20689655172413793, 0.24137931034482757, 0.27586206896551724, 0.3103448275862069, 0.3448275862068966, 0.3793103448275862, 0.41379310344827586, 0.4482758620689655, 0.48275862068965514, 0.5172413793103449, 0.5517241379310345, 0.5862068965517241, 0.6206896551724138, 0.6551724137931034, 0.6896551724137931, 0.7241379310344828, 0.7586206896551724, 0.7931034482758621, 0.8275862068965517, 0.8620689655172413, 0.896551724137931, 0.9310344827586207, 0.9655172413793103, 1.0] | 1D array of the non-dimensional spanwise grid defined along blade axis (0-blade root, 1-blade tip)
rlds_post.alpha | intermediate | deg | [84.11023130976763, 74.61183505957993, 72.22333216809733, 71.16247111358312, 62.72933168137802, 46.06894670904746, 35.51696875955605, 28.844443801005458, 24.610623148777837, 21.53656940226085, 18.831469234535724, 16.07927456254741, 12.904720085072501, 9.996974919471254, 7.919815482428699, 6.311636399426248, 5.0196177583053885, 3.94509731543252, 2.952388928979056, 1.9834122976991502, 1.4168660418850796, 1.2538247084189895, 1.0739300900692497, 0.8955514288167151, 0.7274579255705257, 0.5696230945292247, 0.43433985654130797, 0.3346223650285918, 0.41038494630044736, 0.2833715743796535] | Angle between blade c.s. and principal axes
rlds_post.m2pa.Mx | intermediate | N*m | [4641361.0, 4401712.079194851, 4060543.8248766074, 3648807.823042424, 3001597.416776848, 2270803.3411034537, 1830185.067925855, 1624719.2352256242, 1471283.2821948752, 1301004.9133959792, 1114222.2685070704, 929090.27501139, 746327.5554893428, 538487.4828570285, 375171.1735498858, 324453.7279578015, 307950.8090190165, 293592.1394631697, 267254.52853777225, 228403.74860200178, 187435.98056086779, 151215.61860321078, 115919.24368738965, 84594.0908963806, 57510.957622382404, 32769.217510905386, 16408.31573754185, 8253.447223097719, 2311.5301844820515, 2.6645352591003757e-12] | distribution along blade span of edgewise bending moment
rlds_post.m2pa.My | intermediate | N*m | [13467325.0, 13440935.790032834, 13365433.284563115, 13237991.270164354, 12282004.115913805, 10687086.218349319, 9430411.214088008, 8570761.067120295, 7815622.910970002, 7091451.307767112, 6396048.5786040295, 5740719.51536075, 5123779.433300539, 4539071.091738281, 3990144.7213363056, 3480396.9738272596, 3001742.1761076525, 2558430.564532192, 2152780.111072473, 1775307.6292073193, 1434566.4598188002, 1132017.9484012795, 855491.4216301945, 621425.0279963667, 427767.56947333884, 257817.24951085378, 141221.03646937327, 72662.52016684829, 20686.910746005717, 0.0] | distribution along blade span of flapwise bending moment
rlds_post.strains.chord | intermediate | m | [3.542, 3.5829065688610924, 3.8701677888975055, 4.113082662273744, 4.386184316700438, 4.5705983562554815, 4.6343256119198495, 4.646781924312676, 4.545529346958071, 4.426741607305162, 4.320291925514559, 4.205548041683577, 4.080209090674618, 3.9498741541952938, 3.8144707942245812, 3.6834791267944174, 3.5568910997434435, 3.4298965523912854, 3.3026551714743477, 3.1754137920031074, 3.0481724135647097, 2.9209310350823983, 2.793689656426132, 2.666448158844707, 2.5392068063848345, 2.416417405464169, 2.280796764281841, 2.1030278893097076, 1.5245990923819477, 1.419] | chord length at each section
rlds_post.strains.EA | intermediate | N | [18148777630.56581, 10709409760.829477, 10164732031.748962, 10630741267.958374, 9687633443.79741, 9310147854.702984, 9295410767.710083, 9285974429.37827, 9235920487.942863, 9181906891.801283, 9135395825.052168, 9076568363.498737, 8936796946.325806, 8721187984.668383, 8437787389.693499, 8103794779.020984, 7732970344.5179205, 7336986197.859721, 6927321694.247714, 6511699624.244741, 6104255532.868287, 5664612503.897383, 5183229004.786236, 4656088658.926615, 4086915070.3117642, 3480979035.49263, 2835809992.918674, 2144551719.966039, 1281867396.900333, 562863320.227632] | axial stiffness
rlds_post.strains.A | intermediate | m**2 | [0.9461570856301664, 0.7458551516244839, 0.6132457058651897, 0.6788380724874895, 0.7570728624947167, 0.7264681897550024, 0.7140963070316176, 0.7015389454154297, 0.6762267999461721, 0.6496313254497514, 0.6261131002188588, 0.5674272750582442, 0.471992009458536, 0.44795227794403825, 0.42384722100808886, 0.4001385151157738, 0.37737710742859726, 0.3543462892982604, 0.3318224358817819, 0.24349861608794923, 0.2042344254420741, 0.1913917217720385, 0.17904827118693253, 0.16687972181046365, 0.1549294466957816, 0.14364467120499624, 0.13161690228532347, 0.11632055654325135, 0.04404362843728162, 0.03475954309000573] | airfoil cross section material area
rlds_post.strains.EI11 | intermediate | N*m**2 | [26915326655.78607, 15617032508.890907, 10496386753.238346, 6358546604.625355, 4872435162.351948, 4236020988.3694267, 3939981541.138964, 3664962161.447736, 3261272466.862292, 2902747710.5523643, 2600487127.471674, 2296366029.160918, 1952513327.7419882, 1620602880.869837, 1342560843.5396442, 1104622284.6223917, 901181500.3126159, 728008201.2746265, 575913108.0460786, 438780116.4642857, 345062612.4708603, 291184616.4242883, 242605368.04848316, 197413670.904042, 155958439.30139092, 119008602.2802808, 84796115.59548493, 52613716.06066741, 15052200.122214353, 4523562.18908075] | stiffness w.r.t principal axis 1
rlds_post.strains.EI22 | intermediate | N*m**2 | [27418796602.21115, 16846007837.31245, 19065738555.361507, 16482792377.898956, 9671807785.606089, 7053029433.451199, 6429994937.048329, 6068737858.334106, 5541626363.704293, 5058451719.798697, 4668103398.104815, 4279972182.0451045, 3846889721.9673924, 3411093695.293647, 2983327373.6445847, 2589970626.373327, 2234304483.751827, 1912895728.5646894, 1626236525.6049416, 1376711232.9469275, 1175620386.4809847, 1019271361.3776596, 890292725.7757038, 770306075.1578909, 658819375.4433604, 557847464.8300043, 457734796.505869, 348011120.78745, 142448669.9875067, 87074267.65964974] | stiffness w.r.t principal axis 2
rlds_post.M1 | output | N*m | [-5998808.340252057, -7810557.707203031, -7947235.98467284, -7727728.140502149, -8295523.336597389, -9049993.855358293, -8739057.027791675, -8291228.710338545, -7718358.205922719, -7073943.08537935, -6413336.5171899395, -5773466.578481515, -5161044.752108537, -4563633.382580423, -4003779.948386373, -3494970.266953971, -3017174.6080078, -2572567.4962508488, -2163687.92243783, -1782149.1133295894, -1438762.4752083148, -1135055.7509256292, -857513.7676342922, -622671.2992816165, -428463.26176146494, -258130.2879608024, -141341.36343627286, -72709.48298009294, -20702.93645606978, -1.3178116775847335e-14] | distribution along blade span of bending moment w.r.t principal axis 1
rlds_post.M2 | output | N*m | [12919960.258641217, 11791056.459977059, 11487569.945021978, 11350789.804455655, 9541567.205008473, 6121108.630826256, 3988873.9406830766, 2711675.5587339355, 1917180.896006102, 1393063.0495157202, 1009971.9801943456, 697246.6997565879, 416818.38722545607, 257653.82676259615, 178197.73166344035, 60134.43372438854, -44126.83301519242, -116875.040623348, -156018.47310438857, -166823.22546851222, -151906.9266962576, -126409.0230278272, -99864.81791676569, -74871.08043706781, -52075.301828194984, -30204.47316031337, -15337.305786948049, -7828.940722068839, -2163.300742595768, -2.664502671086548e-12] | distribution along blade span of bending moment w.r.t principal axis 2
rlds_post.strains.F3 | intermediate | N | [643058.5625, 600028.3194588334, 564343.5912954903, 539174.9043580239, 523627.8613406274, 511442.4535262861, 496756.53430195176, 478397.5146612741, 457997.2575251661, 436379.87635452644, 413739.0866840548, 388855.60707288946, 359731.3614655457, 322862.1552172635, 285379.933657134, 255065.3223338772, 229194.53812429385, 205683.4795456039, 183688.1493250415, 163446.55641187925, 143979.97026490176, 124478.90806854948, 105302.51264636686, 86532.87226492674, 67553.43145156812, 48553.29039156812, 32299.680759895225, 19482.133578694695, 8505.633000382742, 5.773159728050814e-12] | axial resultant along blade span
rlds_post.strains.xu_spar | intermediate |  | [1.724909004359976, 1.7281578773036095, 1.621037481130487, 1.3502308585851346, 1.0510089023201548, 0.8653706078643268, 0.7942625675137933, 0.7488739366103843, 0.6992017536050052, 0.6554220921708002, 0.6181089316197564, 0.580888397141926, 0.536378725673391, 0.4927195050864172, 0.45549788254313595, 0.4217601459971074, 0.39097372124306473, 0.36258428284272254, 0.33449424773909375, 0.3028020296217988, 0.278635531437279, 0.26627094949774477, 0.25482911982205125, 0.24344344046727578, 0.23213060058848406, 0.22133275550663878, 0.2095222534563484, 0.19411125576849408, 0.14202504295741103, 0.13583245985981582] | x-position of midpoint of spar cap on upper surface for strain calculation
rlds_post.strains.xl_spar | intermediate |  | [-1.7250331199921045, -1.7221496124067097, -1.6471647604237725, -1.368490058768557, -1.0561515893079234, -0.8763003163505279, -0.8040882151520297, -0.7553949787331267, -0.7050868690401326, -0.6615942002310506, -0.623899814108588, -0.585017014254245, -0.5408660747678753, -0.49712534336744757, -0.45863853039602365, -0.42281730150615016, -0.3893265324734101, -0.35794828586936284, -0.3270144897645496, -0.2938762493327248, -0.26927329510518716, -0.25704829301003207, -0.24561067675358306, -0.23412293758275676, -0.22257049427443626, -0.21130696167975624, -0.19873715901489417, -0.18223981769264821, -0.13075461547468153, -0.11803699831995376] | x-position of midpoint of spar cap on lower surface for strain calculation
rlds_post.strains.yu_spar | intermediate |  | [0.38990865613616754, 0.3529724985649212, 0.297658142066638, 0.230599340114503, 0.13374934953671302, 0.06650874760918835, 0.03330729472843341, 0.00796588187881353, -0.007250423144430362, -0.01846523664889954, -0.027983986174525244, -0.036482274173483153, -0.04330619313178352, -0.048322524330546734, -0.05021451689507472, -0.05013819753421456, -0.048712424581836, -0.046522323335149496, -0.04398809821152083, -0.041032274492475374, -0.03876553705588326, -0.03798381991453392, -0.03917740707732098, -0.040959241249079126, -0.04352982752270762, -0.04755288534877078, -0.05328404723415847, -0.06109088587067546, -0.053946696790830084, -0.10577804111556988] | y-position of midpoint of spar cap on upper surface for strain calculation
rlds_post.strains.yl_spar | intermediate |  | [-0.407134275710735, -0.4447845783338138, -0.45968542756997754, -0.39494961163626807, -0.34657103029478464, -0.32742039540330525, -0.3001307644888962, -0.2783669370226798, -0.25804357560892854, -0.23952403437930414, -0.22385069658443713, -0.2083395959771961, -0.19123599789589885, -0.17404194878145995, -0.15661331606081075, -0.13941758604446175, -0.12307228685456151, -0.10767784980498529, -0.09333608224677015, -0.07962649765169827, -0.06900156335734087, -0.06265855850759183, -0.05921227345576385, -0.056602189578524476, -0.05511440486376218, -0.05538083047215725, -0.057681393199822795, -0.06248172545110808, -0.05296578603232582, -0.10445335074624906] | y-position of midpoint of spar cap on lower surface for strain calculation
rlds_post.strains.xu_te | intermediate |  | [-6.6584928256528316e-06, 0.3086014439619395, 0.2666980247612151, 0.21165662938544996, 0.1633607344155109, 0.16119309735886522, 0.16982422525588348, 0.16643892987653935, 0.15609249848177603, 0.14545804923830488, 0.13384077627202978, 0.11690605662499068, 0.09065229861109057, 0.0638007931725021, 0.04487313928879785, 0.03009430777318184, 0.017263370880041783, 0.005909341179236846, -0.004998732584480137, -0.0158662192578687, -0.020771612313996282, -0.01799753763953519, -0.015430309926577741, -0.01527368524743046, -0.017111140635556847, -0.020641338558297535, -0.02491401812837006, -0.02855785429837891, -0.02190997818861922, -0.03202827203936856] | x-position of midpoint of trailing-edge panel on upper surface for strain calculation
rlds_post.strains.xl_te | intermediate |  | [-6.6584928256528316e-06, -0.30396520428149815, -0.22486530714459166, -0.09247503727558233, 0.03019601891754277, 0.0862681999592345, 0.10757159507843697, 0.10944604833578186, 0.10234397130101905, 0.094192897916281, 0.08486007419718211, 0.0705492710620593, 0.04659373411787278, 0.0214890002870286, 0.0026616825917734656, -0.014910984145536398, -0.031130774104931494, -0.0448235770088727, -0.05593891807259867, -0.0648155274874294, -0.06781082767736855, -0.06561013330919016, -0.06282906503533235, -0.05967849380158077, -0.05619170348741763, -0.05335054932233274, -0.05020146823952039, -0.046245199267551294, -0.03278795056901997, -0.03202827203936856] | x-position of midpoint of trailing-edge panel on lower surface for strain calculation
rlds_post.strains.yu_te | intermediate |  | [-1.7796161698876316, 1.742609308780176, 1.8946239714754023, 2.0334491930409615, 2.232566408631077, 2.3931832991300084, 2.4219888634318423, 2.425728563325493, 2.367904241637964, 2.301006761508524, 2.2411627120254805, 2.1775064525154035, 2.109910639894294, 2.040082868481429, 1.967884976023761, 1.898456734688276, 1.8315513655609508, 1.7640084428337228, 1.6957263316871662, 1.6269587138781385, 1.5561419225255704, 1.482522619154005, 1.40990581073468, 1.3462450691228294, 1.2897538885730515, 1.2406254517921689, 1.186406945619408, 1.1072759789680533, 0.8031073059187136, -0.6722422400607426] | y-position of midpoint of trailing-edge panel on upper surface for strain calculation
rlds_post.strains.yl_te | intermediate |  | [-1.7796161698876316, 1.743633935825259, 1.9144278131951415, 2.0739393598894904, 2.252920762600736, 2.40237784839497, 2.4291527636355257, 2.4323443459964227, 2.37423577752333, 2.3071237909043854, 2.247095624678553, 2.1832685664635654, 2.115633206337537, 2.045772261754362, 1.9736818341117088, 1.9046094660689552, 1.8380660361512329, 1.7707458370398943, 1.7025268272326723, 1.6338934427684824, 1.5630728411739705, 1.4894101569198035, 1.4166628082257273, 1.3526185079114104, 1.2955274606577223, 1.2456172999479842, 1.1904641246022387, 1.110288995726258, 0.8050089159202695, -0.6722422400607426] | y-position of midpoint of trailing-edge panel on lower surface for strain calculation
sse_tune.r | intermediate | m | [1.5, 3.620689655172414, 5.741379310344827, 7.862068965517241, 9.982758620689655, 12.10344827586207, 14.224137931034482, 16.344827586206897, 18.46551724137931, 20.586206896551726, 22.70689655172414, 24.827586206896548, 26.948275862068964, 29.06896551724138, 31.189655172413794, 33.310344827586206, 35.43103448275861, 37.551724137931025, 39.672413793103445, 41.793103448275865, 43.91379310344828, 46.03448275862069, 48.1551724137931, 50.27586206896552, 52.39655172413793, 54.51724137931034, 56.63793103448276, 58.75862068965517, 60.87931034482758, 63.0] | radial locations where blade is defined (should be increasing and not go all the way to hub or tip)
sse_tune.chord | intermediate | m | [3.542, 3.5829065688610924, 3.8701677888975055, 4.113082662273744, 4.386184316700438, 4.5705983562554815, 4.6343256119198495, 4.646781924312676, 4.545529346958071, 4.426741607305162, 4.320291925514559, 4.205548041683577, 4.080209090674618, 3.9498741541952938, 3.8144707942245812, 3.6834791267944174, 3.5568910997434435, 3.4298965523912854, 3.3026551714743477, 3.1754137920031074, 3.0481724135647097, 2.9209310350823983, 2.793689656426132, 2.666448158844707, 2.5392068063848345, 2.416417405464169, 2.280796764281841, 2.1030278893097076, 1.5245990923819477, 1.419] | chord length at each section
sse_tune.theta | intermediate | deg | [13.308000180172, 13.308000180172, 13.308000180172, 13.308000180172, 13.308000180172, 13.27998884375364, 12.335570816951353, 11.299851335869668, 10.608203094087314, 9.975417328120727, 9.387115627540592, 8.785040906252279, 8.155968680944982, 7.51563610678596, 6.863446722622106, 6.233104839458657, 5.624189458687656, 5.012955961696406, 4.403133829816835, 3.821482956674538, 3.272695988895811, 2.8162941264888617, 2.4142451382835444, 2.003730085914454, 1.594414027181603, 1.1799586856042907, 0.7722910916991717, 0.3885197488983106, 0.13623584606856495, 0.10600005688817796] | twist angle at each section (positive decreases angle of attack)
sse_tune.Rhub | intermediate | m | 1.5 | hub radius
sse_tune.Rtip | intermediate | m | 63 | tip radius
sse_tune.hub_height | intermediate | m | 90 | hub height
sse_tune.precurve | intermediate | m | [0.0, 0.0, 0.0, 0.0, 0.0, 0.0, 0.0, 0.0, 0.0, 0.0, 0.0, 0.0, 0.0, 0.0, 0.0, 0.0, 0.0, 0.0, 0.0, 0.0, 0.0, 0.0, 0.0, 0.0, 0.0, 0.0, 0.0, 0.0, 0.0, 0.0] | precurve at each section
sse_tune.precurveTip | intermediate | m | 0 | precurve at tip
sse_tune.presweep | intermediate | m | [0.0, 0.0, 0.0, 0.0, 0.0, 0.0, 0.0, 0.0, 0.0, 0.0, 0.0, 0.0, 0.0, 0.0, 0.0, 0.0, 0.0, 0.0, 0.0, 0.0, 0.0, 0.0, 0.0, 0.0, 0.0, 0.0, 0.0, 0.0, 0.0, 0.0] | presweep at each section
sse_tune.presweepTip | intermediate | m | 0 | presweep at tip
sse_tune.airfoils_cl | intermediate |  | [[[[-3.2526065174565133e-19]], [[3.469446951953614e-18]], [[-1.3877787807814457e-17]], [[3.469446951953614e-18]], [[-5.551115123125783e-17]], [[3.122502256758253e-17]], [[-5.551115123125783e-17]], [[1.1102230246251565e-16]], [[4.163336342344337e-17]], [[-6.938893903907228e-17]], [[-9.020562075079397e-17]], [[-5.551115123125783e-17]], [[-6.938893903907228e-17]], [[-8.326672684688674e-17]], [[-3.469446951953614e-17]], [[-6.938893903907228e-17]], [[-5.551115123125783e-17]], [[-7.632783294297951e-17]], [[0.0]], [[-3.469446951953614e-17]], [[-4.163336342344337e-17]], [[-6.938893903907228e-18]], [[0.0]], [[-2.0816681711721685e-17]], [[-2.168404344971009e-17]], [[3.469446951953614e-18]], [[1.3877787807814457e-17]], [[2.0816681711721685e-17]], [[-1.734723475976807e-18]], [[1.3877787807814457e-17]], [[0.0]], [[2.7755575615628914e-17]], [[0.0]], [[2.7755575615628914e-17]], [[2.7755575615628914e-17]], [[2.7755575615628914e-17]], [[8.326672684688674e-17]], [[5.551115123125783e-17]], [[0.0]], [[6.938893903907228e-17]], [[6.938893903907228e-17]], [[5.551115123125783e-17]], [[9.020562075079397e-17]], [[4.5102810375396984e-17]], [[4.336808689942018e-17]], [[9.020562075079397e-17]], [[-2.636779683484747e-16]], [[9.020562075079397e-17]], [[6.591949208711867e-17]], [[-2.2551405187698492e-17]], [[1.1188966420050406e-16]], [[6.765421556309548e-17]], [[-2.0816681711721685e-17]], [[-9.020562075079397e-17]], [[-1.734723475976807e-17]], [[9.020562075079397e-17]], [[-4.163336342344337e-17]], [[1.0061396160665481e-16]], [[-6.938893903907228e-18]], [[-6.938893903907228e-18]], [[9.020562075079397e-17]], [[1.249000902703301e-16]], [[3.469446951953614e-17]], [[-4.85722573273506e-17]], [[2.7755575615628914e-17]], [[2.0816681711721685e-17]], [[6.245004513516506e-17]], [[8.326672684688674e-17]], [[3.469446951953614e-17]], [[-6.938893903907228e-18]], [[1.0408340855860843e-16]], [[6.938893903907228e-18]], [[6.938893903907228e-18]], [[-2.0816681711721685e-17]], [[0.0]], [[-2.0816681711721685e-17]], [[0.0]], [[0.0]], [[0.0]], [[0.0]], [[-1.3877787807814457e-17]], [[-2.0816681711721685e-17]], [[2.2551405187698492e-17]], [[-2.7755575615628914e-17]], [[0.0]], [[-1.3877787807814457e-17]], [[2.7755575615628914e-17]], [[5.551115123125783e-17]], [[4.163336342344337e-17]], [[-2.7755575615628914e-17]], [[1.3877787807814457e-17]], [[-4.163336342344337e-17]], [[2.0816681711721685e-17]], [[1.3877787807814457e-17]], [[1.734723475976807e-17]], [[-2.168404344971009e-19]], [[-6.938893903907228e-18]], [[-1.3877787807814457e-17]], [[0.0]], [[-2.7755575615628914e-17]], [[0.0]], [[-1.3877787807814457e-17]], [[4.85722573273506e-17]], [[1.3877787807814457e-17]], [[6.938893903907228e-18]], [[-6.938893903907228e-17]], [[-3.469446951953614e-17]], [[-4.85722573273506e-17]], [[8.326672684688674e-17]], [[2.0816681711721685e-17]], [[1.734723475976807e-17]], [[-1.3314002678121994e-16]], [[1.0408340855860843e-17]], [[9.020562075079397e-17]], [[-8.326672684688674e-17]], [[-8.326672684688674e-17]], [[0.0]], [[1.6653345369377348e-16]], [[-2.7755575615628914e-17]], [[-2.7755575615628914e-17]], [[-9.020562075079397e-17]], [[-2.168404344971009e-19]], [[4.163336342344337e-17]], [[-1.5265566588595902e-16]], [[0.0]], [[9.020562075079397e-17]], [[-9.71445146547012e-17]], [[1.6653345369377348e-16]], [[-1.1102230246251565e-16]], [[0.0]], [[-2.220446049250313e-16]], [[0.0]], [[-2.220446049250313e-16]], [[-2.220446049250313e-16]], [[0.0]], [[-4.440892098500626e-16]], [[-2.220446049250313e-16]], [[-4.440892098500626e-16]], [[-2.220446049250313e-16]], [[0.0]], [[-2.220446049250313e-16]], [[-2.220446049250313e-16]], [[2.220446049250313e-16]], [[-2.220446049250313e-16]], [[-4.440892098500626e-16]], [[-2.220446049250313e-16]], [[-2.220446049250313e-16]], [[-4.440892098500626e-16]], [[-2.220446049250313e-16]], [[0.0]], [[-4.440892098500626e-16]], [[-2.220446049250313e-16]], [[-4.440892098500626e-16]], [[-4.440892098500626e-16]], [[0.0]], [[-2.220446049250313e-16]], [[0.0]], [[0.0]], [[0.0]], [[-2.220446049250313e-16]], [[-2.220446049250313e-16]], [[-2.220446049250313e-16]], [[-1.1102230246251565e-16]], [[-1.1102230246251565e-16]], [[-1.1102230246251565e-16]], [[-1.1102230246251565e-16]], [[0.0]], [[0.0]], [[-5.551115123125783e-17]], [[0.0]], [[0.0]], [[2.6020852139652106e-18]], [[8.673617379884035e-18]], [[-2.7755575615628914e-17]], [[3.469446951953614e-18]], [[2.233456475320139e-17]], [[-1.0408340855860843e-17]], [[1.0408340855860843e-17]], [[2.7755575615628914e-17]], [[9.020562075079397e-17]], [[6.938893903907228e-18]], [[4.85722573273506e-17]], [[4.85722573273506e-17]], [[1.0408340855860843e-16]], [[7.632783294297951e-17]], [[-1.3877787807814457e-17]], [[-8.326672684688674e-17]], [[-6.938893903907228e-18]], [[1.0408340855860843e-16]], [[1.0408340855860843e-16]], [[3.469446951953614e-17]], [[7.979727989493313e-17]], [[-5.204170427930421e-17]], [[5.898059818321144e-17]], [[6.591949208711867e-17]], [[3.469446951953614e-18]], [[3.469446951953614e-17]], [[3.382710778154774e-17]], [[-1.734723475976807e-18]], [[-3.577867169202165e-18]]], [[[3.6286464151860133e-06]], [[0.0034333523603505035]], [[0.006982054591597528]], [[0.010135367843197227]], [[0.012715139123400988]], [[0.015019166839764207]], [[0.01699725515574055]], [[0.018572064835236688]], [[0.019785365861451]], [[0.020643025000632916]], [[0.021191010795397154]], [[0.021403647500243712]], [[0.021425243343048822]], [[0.021105894014364475]], [[0.020572952457240633]], [[0.019784936528533602]], [[0.018787429406339262]], [[0.017594560466258624]], [[0.016206481305985822]], [[0.014664316064071897]], [[0.012965199068566538]], [[0.011135002761043889]], [[0.009191527308637558]], [[0.007143110941807062]], [[0.0050183338354988045]], [[0.0028254652016777085]], [[0.0005862537230250028]], [[3.53057736847788e-05]], [[4.695365700991064e-06]], [[-0.0023101149818390704]], [[-0.005989190295661695]], [[-0.009649576858093228]], [[-0.012980552499139292]], [[-0.015123405090382347]], [[-0.01717864837943403]], [[-0.019137350976026285]], [[-0.020981587765348836]], [[-0.0226876691611749]], [[-0.024254440023693313]], [[-0.02564587242517581]], [[-0.026859047627393884]], [[-0.027879334288537325]], [[-0.028666042449640293]], [[-0.029253323064671422]], [[-0.029576870735660628]], [[-0.029605800971204084]], [[-0.02918868111843538]], [[-0.028958730216717937]], [[-0.02800488100880659]], [[-0.02677099582015177]], [[-0.025237399500513073]], [[-0.024885200086627188]], [[-0.02451228866985946]], [[-0.024120861825900355]], [[-0.023713116642889723]], [[-0.023291250696669857]], [[-0.022857462026572257]], [[-0.022413949109601167]], [[-0.02196291083094591]], [[-0.02149269860487095]], [[-0.020992998031044346]], [[-0.02048136746884286]], [[-0.019953485506146167]], [[-0.019408953961385395]], [[-0.01884896466329878]], [[-0.018269498121503275]], [[-0.01767066898283875]], [[-0.01702062198620031]], [[-0.016305151170600586]], [[-0.015490508276009007]], [[-0.014554847900312341]], [[-0.01347680100568218]], [[-0.012224044079785296]], [[-0.010780103427082556]], [[-0.009115236220121448]], [[-0.0072034203816592896]], [[-0.005021812556021396]], [[-0.0025651400292472926]], [[-0.00020256812450927808]], [[-0.00017558778419515808]], [[-0.00015055336779316864]], [[-0.00012764191425871513]], [[-0.00010747540003410751]], [[-8.990661389916832e-05]], [[-7.482496418438622e-05]], [[-6.19127548554671e-05]], [[-5.08498875811253e-05]], [[-4.1358711054012565e-05]], [[-3.317540076862302e-05]], [[-2.6095964485883805e-05]], [[-1.9941726901215318e-05]], [[-1.4587248212086235e-05]], [[-9.944002082519499e-06]], [[-5.9322419856608355e-06]], [[-2.579142942164131e-06]], [[6.247271733056978e-05]], [[0.0017851031126514608]], [[0.003722404582821817]], [[0.005921904841767897]], [[0.008462628268313316]], [[0.011401087861565795]], [[0.01100748743582524]], [[0.01063128450745809]], [[0.011277110037500478]], [[0.012671477768388742]], [[0.014341174302951676]], [[0.016107813344815092]], [[0.017492744661449205]], [[0.018429308143702743]], [[0.018832302214383007]], [[0.01886425778257681]], [[0.01861011503576028]], [[0.018188838655455425]], [[0.01770194260466522]], [[0.017248702842263805]], [[0.01694358678067001]], [[0.01692340082604736]], [[0.017339390395896714]], [[0.018340646254871737]], [[0.020084055296898745]], [[0.02273138013179634]], [[0.026455050946389957]], [[0.03130454137513572]], [[0.037234188837040744]], [[0.04372971327239476]], [[0.050895454653563585]], [[0.05828179174707092]], [[0.06565884846661463]], [[0.07288775364059497]], [[0.07974250579870668]], [[0.08602469833361193]], [[0.08969426580406314]], [[0.09044996763427604]], [[0.09114188187544192]], [[0.09178223697337984]], [[0.09236850406921726]], [[0.09290715231647795]], [[0.09340243722191777]], [[0.09385842190419491]], [[0.09427958305254647]], [[0.09467020319296227]], [[0.09503439546223413]], [[0.09537677646200615]], [[0.0956882749941026]], [[0.09598340400522343]], [[0.09625553011492971]], [[0.09649636115401972]], [[0.09671782714581556]], [[0.09691666174319069]], [[0.09708191340204442]], [[0.0974691215194472]], [[0.09738869220845747]], [[0.09639870845804066]], [[0.09483275858561435]], [[0.09239959241950313]], [[0.08919615949508786]], [[0.0851772304258891]], [[0.08023033937240953]], [[0.07446335518243496]], [[0.06789936118584627]], [[0.06082965837937748]], [[0.053520900271468275]], [[0.046128809422248174]], [[0.039033161306832764]], [[0.032348144712751825]], [[0.0263464971721456]], [[0.020922899791396943]], [[0.016024770982472347]], [[0.011517964886144372]], [[0.007316236279959448]], [[0.0033097240368567815]], [[-1.3903601955795111e-06]], [[-2.9669126199215537e-05]], [[-0.0004976929625990015]], [[-0.0029596241552624393]], [[-0.005341089250064045]], [[-0.00762201466143031]], [[-0.00979717593146191]], [[-0.011839779261324526]], [[-0.01374466050773663]], [[-0.015496645400200668]], [[-0.017071821711378422]], [[-0.01847724717671012]], [[-0.019672717759809867]], [[-0.020661788662012043]], [[-0.02143675739063336]], [[-0.02193795631893574]], [[-0.02223029352001195]], [[-0.02219626260196552]], [[-0.02195280812627482]], [[-0.021386070545867483]], [[-0.020516971992374934]], [[-0.019303835390194788]], [[-0.017742443043099458]], [[-0.015796398100095466]], [[-0.013539972197444763]], [[-0.011023303460916815]], [[-0.00796885439654528]], [[-0.0045054143994990485]], [[3.628646415186989e-06]]], [[[0.000554997381521124]], [[0.03955369381292201]], [[0.07926682634502244]], [[0.11466565787236206]], [[0.14368137359661623]], [[0.16961456603825192]], [[0.19190438345371913]], [[0.20968787493772117]], [[0.223418930963253]], [[0.23317209946717146]], [[0.23946293811706568]], [[0.2420432322280406]], [[0.24236488229196385]], [[0.23897048300786003]], [[0.2332215343433016]], [[0.22456829849379062]], [[0.2136012984185528]], [[0.20046371748921418]], [[0.18516259239905047]], [[0.16816766242202508]], [[0.14945382420294379]], [[0.12932499144064658]], [[0.10799878843151292]], [[0.08559791753428701]], [[0.0624871043407216]], [[0.03883787404780926]], [[0.015037876754201589]], [[0.005167351226945054]], [[0.0008093744722034706]], [[-0.023218847640568183]], [[-0.06019704562698049]], [[-0.0969874039281162]], [[-0.13107133739731527]], [[-0.1556314553847309]], [[-0.1792830934566283]], [[-0.20192539296106854]], [[-0.22335833441571906]], [[-0.24332300971516502]], [[-0.26179795384632076]], [[-0.2783933226495691]], [[-0.2930700453886933]], [[-0.3056599771608832]], [[-0.3157344461336409]], [[-0.32362348402390867]], [[-0.328639774528687]], [[-0.33052162674899516]], [[-0.32752260368683506]], [[-0.32497002683796733]], [[-0.3144009385947735]], [[-0.30080189232308713]], [[-0.28391126183610244]], [[-0.280043510510021]], [[-0.2759479595767463]], [[-0.2716496521152564]], [[-0.26717369341571606]], [[-0.2625452479752486]], [[-0.2577895365584439]], [[-0.25293183306322586]], [[-0.24799746094107653]], [[-0.24285692162872052]], [[-0.23739512805800791]], [[-0.2318083626720767]], [[-0.22604905856688268]], [[-0.22011330936710638]], [[-0.21401411322141362]], [[-0.20771100742845583]], [[-0.20120606013236167]], [[-0.19418042172237146]], [[-0.18649788729210012]], [[-0.17783378824019658]], [[-0.1679929273258932]], [[-0.15679693157384017]], [[-0.14397765655019581]], [[-0.12943778653381527]], [[-0.11297114556606233]], [[-0.09442435626012698]], [[-0.07368414267110446]], [[-0.05080076105112559]], [[-0.02873070616586157]], [[-0.02525516936000237]], [[-0.022008689716737424]], [[-0.019011889997020588]], [[-0.016341389398499093]], [[-0.013979507218410226]], [[-0.011913554145812702]], [[-0.010105607334711775]], [[-0.008517096869574393]], [[-0.007115225481026451]], [[-0.005868284398054396]], [[-0.004752120760315809]], [[-0.0037457467067996547]], [[-0.0028342403816914996]], [[-0.0020082005931734877]], [[-0.0012566266558930728]], [[-0.0005836198310652969]], [[0.0006279100896683546]], [[0.017941980170338333]], [[0.03741369825509115]], [[0.059520762968035656]], [[0.08505744430275279]], [[0.1145917515255815]], [[0.11876653760970425]], [[0.11988490549454507]], [[0.12901274595498452]], [[0.14613522834582965]], [[0.16605616433937986]], [[0.18692823416855817]], [[0.2039704713802936]], [[0.21655300319127826]], [[0.22389852342861766]], [[0.22763463351437857]], [[0.2286081335554337]], [[0.22793480750888653]], [[0.2265709618170946]], [[0.2253801305789473]], [[0.22539791815371937]], [[0.22783717758284822]], [[0.23404823482176237]], [[0.245381489731325]], [[0.26330018566431]], [[0.2893905489048166]], [[0.3254784710426981]], [[0.37248807701608216]], [[0.4307710966391422]], [[0.49641093416225207]], [[0.571899623022681]], [[0.6428362105239717]], [[0.7035564574020607]], [[0.7629301545630991]], [[0.8191798543950342]], [[0.8707462614418278]], [[0.9015124824129803]], [[0.9091080028937174]], [[0.9160623975763489]], [[0.9224985739449555]], [[0.9283911145682368]], [[0.9338050405776857]], [[0.938783123854274]], [[0.9433662025960038]], [[0.9475992717776583]], [[0.9515253748491312]], [[0.9551858527381425]], [[0.9586271066719169]], [[0.9617579625011167]], [[0.9647242891114395]], [[0.9674594147350372]], [[0.9698799952029832]], [[0.9721059385700908]], [[0.9741044149482869]], [[0.9757653509274207]], [[0.9796571599299401]], [[0.9788487690349432]], [[0.9688984929455422]], [[0.9531592107944493]], [[0.9287035819884093]], [[0.8965060413536297]], [[0.8561119906377251]], [[0.8063910414346718]], [[0.7484273780217013]], [[0.682453009767935]], [[0.6113957881066919]], [[0.5379358338258823]], [[0.46363830642027987]], [[0.3923203097845644]], [[0.32512954958739715]], [[0.26480729682801696]], [[0.21029499668824775]], [[0.16106415431357146]], [[0.11576647652745739]], [[0.0735351170059677]], [[0.033265867174682925]], [[-0.0002744792436787649]], [[-0.004388215979590793]], [[-0.013896429186871565]], [[-0.039925453054567114]], [[-0.06557285030112213]], [[-0.0904041616150787]], [[-0.11424663699855211]], [[-0.13673515908887376]], [[-0.15776989069234976]], [[-0.17715421393141206]], [[-0.19460062962893104]], [[-0.21017654722371756]], [[-0.2234197525908507]], [[-0.23436210024985027]], [[-0.24292659821255239]], [[-0.24837779371243043]], [[-0.2515087564558672]], [[-0.25105718318152537]], [[-0.24814646410361552]], [[-0.2416355863898199]], [[-0.23172579770663398]], [[-0.217945269628931]], [[-0.20023713656459383]], [[-0.17820152254102678]], [[-0.15267110742884554]], [[-0.12421191205613576]], [[-0.08970799965841046]], [[-0.05055988567394795]], [[0.0005549973815211261]]], [[[0.003446250323421631]], [[0.08794343594834059]], [[0.1709004187583902]], [[0.245116021648353]], [[0.3061867718729191]], [[0.360858112884096]], [[0.4079906686584319]], [[0.44581863600527966]], [[0.4752027972701184]], [[0.4963472140120287]], [[0.510321431601575]], [[0.5168230185542028]], [[0.5179397379207022]], [[0.5118752124040371]], [[0.5010732669607827]], [[0.48392473249707735]], [[0.46207124203694244]], [[0.43571365983152854]], [[0.4048711075945911]], [[0.37054325900702745]], [[0.33267647573963194]], [[0.29192874053851703]], [[0.24878002892178608]], [[0.20353184713276268]], [[0.15702017936948945]], [[0.10973538922654646]], [[0.06273588379507672]], [[0.0298276272272894]], [[0.005911652158337274]], [[-0.04053933317314878]], [[-0.10510203290397593]], [[-0.1693367708124746]], [[-0.23073331055401788]], [[-0.2830503486236246]], [[-0.33369403539128184]], [[-0.38245365329352055]], [[-0.4289179880628183]], [[-0.47257004131703745]], [[-0.5133415695910569]], [[-0.5504653479583461]], [[-0.5838427689423658]], [[-0.6131144271935631]], [[-0.6374703758960955]], [[-0.6574455739166021]], [[-0.6717120327672851]], [[-0.679964974796156]], [[-0.7163692590450227]], [[-0.7494686634823067]], [[-0.767355601491432]], [[-0.7793057244041747]], [[-0.7843344459909042]], [[-0.7844868471322151]], [[-0.7841718737880545]], [[-0.7834438369361896]], [[-0.7823572768570412]], [[-0.7809669520604774]], [[-0.7793278284512136]], [[-0.7774950677767878]], [[-0.775524014432963]], [[-0.7674675909511817]], [[-0.7568743029621721]], [[-0.7460420035723665]], [[-0.734874323554523]], [[-0.7233639002240696]], [[-0.7115338505677571]], [[-0.6993205507876439]], [[-0.6867286364682539]], [[-0.6732690215706834]], [[-0.6587451527113979]], [[-0.6426897740396037]], [[-0.6248575286843033]], [[-0.605056729299492]], [[-0.5830063550522275]], [[-0.5587136406061008]], [[-0.5320770304710231]], [[-0.5031114903304286]], [[-0.47191088225765065]], [[-0.4387995470548439]], [[-0.40653574541216825]], [[-0.39127687611145545]], [[-0.37677447104522316]], [[-0.36309390265477837]], [[-0.3505311773366446]], [[-0.3390234593162446]], [[-0.32853298784186946]], [[-0.3189278796914289]], [[-0.31006951814556505]], [[-0.30184814401948656]], [[-0.29415079104214925]], [[-0.28689591906708023]], [[-0.2634757085374666]], [[-0.20918460714290044]], [[-0.15469495715754178]], [[-0.10004374870628076]], [[-0.04521471413131098]], [[0.009077469159387303]], [[0.04792324608313193]], [[0.08431095000547834]], [[0.11769636885452961]], [[0.14717464065866384]], [[0.17209866809733]], [[0.20935007143214054]], [[0.25405979314464255]], [[0.2937849195179759]], [[0.3244909334002433]], [[0.35227413833053983]], [[0.3791503943457748]], [[0.41008159700889446]], [[0.4456893199967287]], [[0.48668165134347613]], [[0.5314184459365763]], [[0.5790422246220444]], [[0.6285568470634947]], [[0.6790574520896413]], [[0.7299095741382826]], [[0.7802175666303659]], [[0.8290056485803097]], [[0.8751676845680558]], [[0.9175642677454665]], [[0.9548903947444174]], [[0.9856046409753109]], [[1.0077228374283826]], [[1.0196542582269974]], [[1.0197990930233412]], [[1.010158056153678]], [[0.986020902439976]], [[1.0504755121405291]], [[1.1145749300651435]], [[1.1767682411951867]], [[1.2354945891827565]], [[1.289389175957012]], [[1.3240107110413815]], [[1.3372722363400829]], [[1.3494143773895027]], [[1.3606517265554539]], [[1.3709399058510598]], [[1.3803924400021663]], [[1.400261742499493]], [[1.45361113912027]], [[1.5073592796734336]], [[1.5614571274570408]], [[1.6162505023096052]], [[1.6706298802633033]], [[1.7223538208488607]], [[1.771216178564468]], [[1.8172249799476083]], [[1.8603762759994027]], [[1.8999160449567956]], [[1.8958295604486992]], [[1.8911537416674806]], [[1.8604487103171627]], [[1.8215372867903046]], [[1.7666644367764972]], [[1.701684175356696]], [[1.6214854635397193]], [[1.565269632015473]], [[1.4947429674051245]], [[1.4079318492725426]], [[1.3067292271868085]], [[1.1915401817643114]], [[1.067476643905939]], [[0.9392180150724045]], [[0.8094970115125932]], [[0.684978169250789]], [[0.5676653440858166]], [[0.46234470370680225]], [[0.36716804672492676]], [[0.28121263875994584]], [[0.2021244049178514]], [[0.12838986044349845]], [[0.0580810940131215]], [[-0.0023047456111090613]], [[-0.025795429145548877]], [[-0.05971346283194946]], [[-0.11056237700347643]], [[-0.16158833482178464]], [[-0.2115087433887984]], [[-0.25975614755900395]], [[-0.3054464295546959]], [[-0.3482913059118211]], [[-0.38782791538188083]], [[-0.4234117017224645]], [[-0.4551630816649498]], [[-0.48208291880827114]], [[-0.5042164444662339]], [[-0.5214668591649311]], [[-0.5319520489424049]], [[-0.5376846393103278]], [[-0.536351834349763]], [[-0.529254100121816]], [[-0.5147705552786614]], [[-0.49313760519457733]], [[-0.46334714204267763]], [[-0.4252243761293034]], [[-0.37798505154395745]], [[-0.3233628399557231]], [[-0.2625550647583376]], [[-0.18903482115985693]], [[-0.10495769553570546]], [[0.0034462503234216416]]], [[[0.008737706184140867]], [[0.12538700159794747]], [[0.23388006072491999]], [[0.33103694014966156]], [[0.4114105498816407]], [[0.48353434621875396]], [[0.5460297258560243]], [[0.5967023401703568]], [[0.6364665301756024]], [[0.6656947677720975]], [[0.6857492883816312]], [[0.6967117453320096]], [[0.699159215977703]], [[0.6935459771923957]], [[0.6821125650290454]], [[0.6617537721730091]], [[0.6354645285644285]], [[0.6032673021834164]], [[0.5651597676051392]], [[0.5224394691804877]], [[0.4749748985262553]], [[0.42359439898668544]], [[0.36886871304989893]], [[0.3111186334011202]], [[0.2513439342844951]], [[0.19002746083462535]], [[0.12829141690025053]], [[0.0702061957862052]], [[0.017113771896199937]], [[-0.04517271800410114]], [[-0.11711451872557517]], [[-0.18869087369951118]], [[-0.25892944782501864]], [[-0.32635024922536504]], [[-0.39182214941311977]], [[-0.4550768688550691]], [[-0.5155962543890695]], [[-0.5727414097240132]], [[-0.6264065414217119]], [[-0.6756530247071282]], [[-0.7203415943287631]], [[-0.7600081113537792]], [[-0.7936905882552243]], [[-0.8219452235875795]], [[-0.8431685170714386]], [[-0.8571679587577383]], [[-0.8986593300284967]], [[-0.9336699134576669]], [[-0.9537493179875978]], [[-0.9666628677674187]], [[-0.9698458872164005]], [[-0.9695306155969766]], [[-0.9686027890002009]], [[-0.9671370356278826]], [[-0.9652081884125915]], [[-0.9628912751310483]], [[-0.9602615087305502]], [[-0.957394277014854]], [[-0.9543651308635]], [[-0.9451576824342227]], [[-0.9332477814274859]], [[-0.921036836176943]], [[-0.9084033681404605]], [[-0.8953361969769619]], [[-0.8818534483060048]], [[-0.8679120606988397]], [[-0.8535128430554539]], [[-0.8383612099168444]], [[-0.8223384257144951]], [[-0.8051782211559346]], [[-0.7867559532580878]], [[-0.7669915599625055]], [[-0.7457820704284135]], [[-0.7232020156938128]], [[-0.6992971856677419]], [[-0.6741975254980878]], [[-0.6480811812577374]], [[-0.6212883857901741]], [[-0.5944231433256184]], [[-0.5709034862275144]], [[-0.5477043252637515]], [[-0.5248410223728379]], [[-0.5026328211361549]], [[-0.48103304876010766]], [[-0.4600444081733607]], [[-0.43958106021521615]], [[-0.41953357868545693]], [[-0.3949532772433452]], [[-0.34513066385064606]], [[-0.29533624909718176]], [[-0.24556684273962148]], [[-0.19581877613829743]], [[-0.14609808084025225]], [[-0.09639086757879381]], [[-0.04670456020337011]], [[0.003126011311770993]], [[0.054660269669850395]], [[0.10669775342550483]], [[0.15934987559864494]], [[0.2128018827320555]], [[0.2671862508775934]], [[0.3219894764880906]], [[0.3759549757829176]], [[0.430456886482316]], [[0.4862280697027821]], [[0.5423744495229522]], [[0.5986058842573726]], [[0.6542196363723964]], [[0.7091131491575765]], [[0.7631817766163864]], [[0.8166151504645693]], [[0.8695199036985963]], [[0.9219910323229462]], [[0.9741519537177451]], [[1.0260299304714091]], [[1.0777310168218852]], [[1.1293423884644829]], [[1.180967528197454]], [[1.232716693226324]], [[1.2847228394197556]], [[1.3371553111892052]], [[1.3902506404757784]], [[1.4442524550971907]], [[1.4994590788312359]], [[1.5558499589143844]], [[1.6141493982665338]], [[1.669724714714936]], [[1.720924378779159]], [[1.771920998352222]], [[1.822684880733719]], [[1.8731910975487982]], [[1.9230984744815671]], [[1.9723660883373793]], [[2.0214841732690876]], [[2.0447388511732862]], [[2.056202903137611]], [[2.066735801096448]], [[2.076420758573035]], [[2.08533722707292]], [[2.093572745191426]], [[2.1012110547943887]], [[2.106438646063825]], [[2.105557914698554]], [[2.1040732978061447]], [[2.1022685861302737]], [[2.100014068454669]], [[2.0971475970836972]], [[2.0939024554614964]], [[2.0902147724046647]], [[2.0858703979608237]], [[2.05594198778811]], [[2.0168692476374326]], [[1.9600107926956758]], [[1.891889714285391]], [[1.806810814558342]], [[1.7441698753508657]], [[1.6655824669540433]], [[1.5688493968200423]], [[1.456079966468818]], [[1.327725554623718]], [[1.1894823529822225]], [[1.046564588470806]], [[0.9020173092151711]], [[0.7632667648077152]], [[0.6325458388662956]], [[0.5151877272384562]], [[0.40913299101346506]], [[0.31335343321103554]], [[0.22522592332989944]], [[0.14306399504966447]], [[0.06471938919217889]], [[-0.00728384344432345]], [[-0.06191612487807218]], [[-0.12321435719963401]], [[-0.18916180764419727]], [[-0.2546933409762522]], [[-0.3184631230332414]], [[-0.379901082907166]], [[-0.43793657518376683]], [[-0.49224214144245976]], [[-0.5422391884751484]], [[-0.587085119895593]], [[-0.6269567820905951]], [[-0.6605239904402816]], [[-0.6878321265206963]], [[-0.708915512656222]], [[-0.7205906606508199]], [[-0.7262576042237028]], [[-0.7236560472651968]], [[-0.7121427972571852]], [[-0.6913221924376737]], [[-0.6610936424805295]], [[-0.6201000622129575]], [[-0.5679853033776412]], [[-0.5038511896451923]], [[-0.429931591743071]], [[-0.34780727272054734]], [[-0.24895788242232178]], [[-0.13369580816681076]], [[0.008737706184140902]]], [[[0.012830989633557013]], [[0.14288998331474473]], [[0.2588953697870573]], [[0.3626497086084692]], [[0.44882496750302914]], [[0.526301423289706]], [[0.5937237164549868]], [[0.6488645468499761]], [[0.6925016335061674]], [[0.7251286130794816]], [[0.7481601466332579]], [[0.7621168106651581]], [[0.7656319122838285]], [[0.7617572848721657]], [[0.7519900260734421]], [[0.732108629218903]], [[0.7060623182523112]], [[0.673646922881346]], [[0.6348190946437857]], [[0.5909354178177045]], [[0.5417741720350137]], [[0.48815582423786263]], [[0.4305900165978291]], [[0.36927803598783654]], [[0.3050927179134455]], [[0.23821181232725636]], [[0.16924659366580108]], [[0.09871843978168501]], [[0.02687063255620007]], [[-0.04536209174387945]], [[-0.11765743895831646]], [[-0.1895858650999965]], [[-0.260575886482017]], [[-0.33035717990127467]], [[-0.3981614060158701]], [[-0.4637114690628324]], [[-0.5264732874348061]], [[-0.5857908289226813]], [[-0.6415511601853775]], [[-0.6927923762663258]], [[-0.7393679692560504]], [[-0.7807970842423896]], [[-0.816099597349648]], [[-0.8458251861696647]], [[-0.8683408103663209]], [[-0.8834814212071219]], [[-0.9275852754727723]], [[-0.9659127935570994]], [[-0.9934651236070996]], [[-1.0137828678332306]], [[-1.0228300625226707]], [[-1.0237783275944397]], [[-1.0240583985143117]], [[-1.0237548230488216]], [[-1.0229538223620382]], [[-1.0217369480309655]], [[-1.0201864959412945]], [[-1.0183849854093787]], [[-1.0164150207189517]], [[-1.0082484367429578]], [[-0.9973398421302958]], [[-0.9861038615529854]], [[-0.9744138079419274]], [[-0.962254871766293]], [[-0.9496340467859171]], [[-0.9365391316553042]], [[-0.9229636430725355]], [[-0.908886031631403]], [[-0.8942806964963754]], [[-0.879123583630563]], [[-0.8633893307653963]], [[-0.8470482229452517]], [[-0.8300781712321526]], [[-0.8124450376861977]], [[-0.7941229075745037]], [[-0.7750783485382913]], [[-0.7552607095181443]], [[-0.7347119226896445]], [[-0.7133189415673413]], [[-0.6910505197131236]], [[-0.6679662903911041]], [[-0.6439683202765455]], [[-0.6191764145555412]], [[-0.5936126630714393]], [[-0.552991178013111]], [[-0.5033811254045724]], [[-0.45354665001051275]], [[-0.4035279424015864]], [[-0.3533394803005343]], [[-0.3030091995906445]], [[-0.2525680100713847]], [[-0.20203013976781076]], [[-0.15145261617597164]], [[-0.10075737494344734]], [[-0.04999320748725446]], [[0.001446833840764133]], [[0.05376543005581459]], [[0.10770919300794836]], [[0.16363672584242334]], [[0.22214410817243546]], [[0.28365716765965177]], [[0.34861824145923886]], [[0.4166575405714971]], [[0.48703273422548143]], [[0.5589605341264012]], [[0.6312715727040589]], [[0.7035226694279335]], [[0.7745320862213401]], [[0.8440157874533583]], [[0.9116985130939147]], [[0.9776770047504908]], [[1.0420565164538622]], [[1.1048372235310329]], [[1.1662627036120703]], [[1.226193446154702]], [[1.2848152308159955]], [[1.342173395037985]], [[1.3983355462182157]], [[1.4533741745788564]], [[1.5073566238878817]], [[1.5603485325073718]], [[1.612412122046774]], [[1.6636007794336627]], [[1.7139371872350002]], [[1.7634517749000371]], [[1.8121374970381336]], [[1.8602881068737647]], [[1.9080247043364915]], [[1.9551402890492384]], [[1.9788123052598863]], [[1.9962290968404288]], [[2.012286893020663]], [[2.027085635131155]], [[2.040635622804686]], [[2.0531780039500735]], [[2.0646661651323823]], [[2.075225480645803]], [[2.0849385086484897]], [[2.0938829049099645]], [[2.102145611752994]], [[2.1098103205947556]], [[2.115063656379783]], [[2.1142078444024093]], [[2.1127470171102964]], [[2.1109655703199928]], [[2.108733000049022]], [[2.1058863786372997]], [[2.1026603564387623]], [[2.0989906592757293]], [[2.094661892506504]], [[2.0647777046232085]], [[2.02570615528731]], [[1.9687634951489683]], [[1.9005043927216065]], [[1.8152060304668372]], [[1.7522770975462498]], [[1.673328415690693]], [[1.5761509562742742]], [[1.4628633783058471]], [[1.3339188915064923]], [[1.1950394068354178]], [[1.051462591683615]], [[0.9062472127394737]], [[0.7668531106201493]], [[0.6355235082603455]], [[0.5176168186345801]], [[0.41106426009152364]], [[0.31483284558916946]], [[0.22628548711998267]], [[0.1437280787554357]], [[0.06500299039440992]], [[-0.011887125498510294]], [[-0.08810796628396741]], [[-0.1629196670697035]], [[-0.23605690199949086]], [[-0.30695205064866093]], [[-0.3749689485064725]], [[-0.43992671857963006]], [[-0.5009107136435754]], [[-0.5577059513174857]], [[-0.6097855811431]], [[-0.6562911530472136]], [[-0.6974571897698799]], [[-0.7318619859696597]], [[-0.7595559477265958]], [[-0.7807303652239164]], [[-0.7913435360973661]], [[-0.7957204872578885]], [[-0.7921581527157728]], [[-0.7778199505950795]], [[-0.7538790674830885]], [[-0.7198501883704416]], [[-0.6742511564380835]], [[-0.616583317472984]], [[-0.5460083522521613]], [[-0.464875250379793]], [[-0.3748798142549064]], [[-0.26694998677606246]], [[-0.1387957474247919]], [[0.012830989633557046]]], [[[0.015555824450159014]], [[0.14661836132522554]], [[0.26346853682549126]], [[0.3680383346086592]], [[0.45501804460142]], [[0.5332698635375707]], [[0.6014578001713843]], [[0.657370087826347]], [[0.7017314241393218]], [[0.7350704586011836]], [[0.7588040375127494]], [[0.7736018667824848]], [[0.7774417182361727]], [[0.7742429173220519]], [[0.7652352213109341]], [[0.7458526846547207]], [[0.720341744789436]], [[0.6884235785064607]], [[0.6500482197313026]], [[0.6065830132270835]], [[0.5577879557326622]], [[0.5044842132301797]], [[0.44717306856738565]], [[0.3860434750354204]], [[0.3219602494816975]], [[0.25508043893520654]], [[0.18599147892253762]], [[0.11516850471912779]], [[0.04275448014501926]], [[-0.02995829324835457]], [[-0.10258403156732164]], [[-0.17495100977150524]], [[-0.24648529359477656]], [[-0.3169070937835131]], [[-0.3854194860247664]], [[-0.4517311828784191]], [[-0.5152936676122013]], [[-0.5754446218481793]], [[-0.6320650189212392]], [[-0.684183791064488]], [[-0.7316448789922297]], [[-0.7738969591736252]], [[-0.809926626151308]], [[-0.8401676689167159]], [[-0.8643816491041624]], [[-0.8814305978513437]], [[-0.9279825446021169]], [[-0.967577047484442]], [[-0.9978166346595148]], [[-1.020993107836782]], [[-1.0325856607411272]], [[-1.0341044338626886]], [[-1.034154328775439]], [[-1.0332557383781313]], [[-1.0323271202093172]], [[-1.0311792147997685]], [[-1.0298001952039177]], [[-1.0282319759340486]], [[-1.0265372962890433]], [[-1.0186560594507728]], [[-1.0080342591695284]], [[-0.997108663794049]], [[-0.9857427218256265]], [[-0.9739178725174455]], [[-0.9616349126780191]], [[-0.9488910549244023]], [[-0.9356773376503418]], [[-0.9220617447647906]], [[-0.9080539614067945]], [[-0.8937210947708897]], [[-0.8790964696855154]], [[-0.8642046975596008]], [[-0.849113577542108]], [[-0.8338316171169958]], [[-0.8184286868804347]], [[-0.8029299957940266]], [[-0.7873972987663024]], [[-0.7719175530056154]], [[-0.7565849235014196]], [[-0.7415538441184691]], [[-0.726947936120913]], [[-0.7129240979947349]], [[-0.6991549961596133]], [[-0.6854828055198392]], [[-0.6712655314674894]], [[-0.6400005102181436]], [[-0.597845200132423]], [[-0.554937185516581]], [[-0.5111793031531465]], [[-0.4668376939021628]], [[-0.4218986931066738]], [[-0.37645501774147877]], [[-0.33002143936690226]], [[-0.27451347840627804]], [[-0.2150999860921244]], [[-0.15230880869364946]], [[-0.08603780859217726]], [[-0.01642614909932617]], [[0.05651557719666621]], [[0.13266381578749617]], [[0.21165074775972406]], [[0.2935025278376375]], [[0.3766973248969115]], [[0.46130096466529397]], [[0.5474419025101661]], [[0.6338982554928474]], [[0.7202292575512915]], [[0 | lift coefficients, spanwise
sse_tune.airfoils_cd | intermediate |  | [[[[0.5000000000000001]], [[0.5000000000000001]], [[0.5000000000000002]], [[0.5]], [[0.5]], [[0.5000000000000001]], [[0.5000000000000001]], [[0.5000000000000001]], [[0.5000000000000001]], [[0.5000000000000001]], [[0.5000000000000001]], [[0.5]], [[0.5000000000000001]], [[0.5000000000000001]], [[0.5000000000000001]], [[0.5]], [[0.5000000000000001]], [[0.5000000000000001]], [[0.5]], [[0.5000000000000001]], [[0.49999999999999994]], [[0.5000000000000001]], [[0.5]], [[0.49999999999999994]], [[0.4999999999999999]], [[0.4999999999999999]], [[0.5000000000000001]], [[0.5000000000000002]], [[0.4999999999999999]], [[0.49999999999999994]], [[0.5000000000000002]], [[0.5000000000000001]], [[0.5000000000000001]], [[0.5000000000000002]], [[0.5]], [[0.5000000000000001]], [[0.5000000000000001]], [[0.5000000000000002]], [[0.5]], [[0.5]], [[0.5000000000000001]], [[0.5]], [[0.5000000000000002]], [[0.5000000000000001]], [[0.5000000000000001]], [[0.5]], [[0.5000000000000001]], [[0.5000000000000001]], [[0.5000000000000001]], [[0.5000000000000001]], [[0.5000000000000001]], [[0.5000000000000001]], [[0.5000000000000001]], [[0.5000000000000001]], [[0.5]], [[0.5]], [[0.5]], [[0.5]], [[0.5]], [[0.5]], [[0.5]], [[0.5]], [[0.5000000000000001]], [[0.5000000000000002]], [[0.5000000000000001]], [[0.5000000000000002]], [[0.5000000000000002]], [[0.5000000000000001]], [[0.5]], [[0.5]], [[0.5000000000000001]], [[0.5]], [[0.5000000000000001]], [[0.5]], [[0.5000000000000001]], [[0.5000000000000001]], [[0.5]], [[0.49999999999999994]], [[0.5]], [[0.5]], [[0.5]], [[0.5000000000000002]], [[0.5000000000000001]], [[0.5000000000000001]], [[0.5000000000000002]], [[0.5000000000000003]], [[0.5000000000000001]], [[0.5]], [[0.5000000000000001]], [[0.5000000000000001]], [[0.5000000000000002]], [[0.5]], [[0.5000000000000001]], [[0.5000000000000001]], [[0.5000000000000001]], [[0.5000000000000001]], [[0.5000000000000001]], [[0.5000000000000002]], [[0.5000000000000001]], [[0.5000000000000002]], [[0.5000000000000001]], [[0.5000000000000001]], [[0.5000000000000001]], [[0.5000000000000001]], [[0.5000000000000003]], [[0.5]], [[0.5000000000000001]], [[0.5000000000000002]], [[0.5000000000000001]], [[0.5]], [[0.5000000000000001]], [[0.5000000000000002]], [[0.5000000000000001]], [[0.5000000000000001]], [[0.5000000000000002]], [[0.5000000000000002]], [[0.5]], [[0.5000000000000001]], [[0.5000000000000001]], [[0.5000000000000001]], [[0.5000000000000001]], [[0.5]], [[0.5000000000000001]], [[0.5000000000000001]], [[0.5000000000000001]], [[0.5000000000000001]], [[0.5000000000000001]], [[0.49999999999999994]], [[0.5000000000000001]], [[0.5000000000000001]], [[0.5]], [[0.5]], [[0.5000000000000001]], [[0.5]], [[0.5]], [[0.5000000000000001]], [[0.5000000000000001]], [[0.5]], [[0.5]], [[0.5]], [[0.5]], [[0.5]], [[0.5000000000000001]], [[0.5]], [[0.5000000000000001]], [[0.5000000000000001]], [[0.5]], [[0.5000000000000001]], [[0.5]], [[0.5000000000000001]], [[0.5000000000000001]], [[0.5]], [[0.5000000000000001]], [[0.5000000000000001]], [[0.4999999999999998]], [[0.4999999999999998]], [[0.4999999999999998]], [[0.4999999999999998]], [[0.5]], [[0.5]], [[0.5]], [[0.5]], [[0.4999999999999998]], [[0.5]], [[0.4999999999999998]], [[0.5000000000000002]], [[0.4999999999999999]], [[0.5000000000000002]], [[0.5]], [[0.4999999999999998]], [[0.4999999999999999]], [[0.4999999999999998]], [[0.5]], [[0.5]], [[0.49999999999999994]], [[0.4999999999999999]], [[0.4999999999999999]], [[0.4999999999999999]], [[0.5]], [[0.5]], [[0.4999999999999998]], [[0.49999999999999994]], [[0.5000000000000001]], [[0.5000000000000001]], [[0.5000000000000001]], [[0.5]], [[0.5000000000000001]], [[0.5000000000000001]], [[0.5000000000000001]], [[0.5000000000000001]], [[0.5000000000000001]], [[0.5000000000000001]], [[0.5000000000000001]], [[0.5000000000000002]], [[0.5000000000000001]], [[0.5000000000000001]], [[0.5]], [[0.5000000000000001]], [[0.5000000000000001]], [[0.5000000000000001]]], [[[0.4900672044674554]], [[0.4889830846996895]], [[0.48725249871912907]], [[0.48825170671494833]], [[0.4895900444898101]], [[0.49165999732538235]], [[0.49404705798424686]], [[0.4961980818316635]], [[0.4981680215194504]], [[0.49998442759544703]], [[0.5017887158549977]], [[0.503854736556168]], [[0.5058954322731962]], [[0.5079877636803942]], [[0.5100601072225116]], [[0.512084737857031]], [[0.5140091442158888]], [[0.5157820691363929]], [[0.5173900312707848]], [[0.5188160592856993]], [[0.5200719637110011]], [[0.5211588110739807]], [[0.5220704106782712]], [[0.5228271726006376]], [[0.5234085378555141]], [[0.5238315622111003]], [[0.5241078785372373]], [[0.5241725324057418]], [[0.5241055078958552]], [[0.5239998354824794]], [[0.5235856036243317]], [[0.5230619649795792]], [[0.5224282947456386]], [[0.5216307185922608]], [[0.5207044231547009]], [[0.5196409830015275]], [[0.5184510159218453]], [[0.5171404054092071]], [[0.5157065801568091]], [[0.5141634299212146]], [[0.5125080893398269]], [[0.5107484211916783]], [[0.5088901068297277]], [[0.5069334623654466]], [[0.5048872633189255]], [[0.5027579967995123]], [[0.5005532853849411]], [[0.5000350272901021]], [[0.5000047758253728]], [[0.4978147107480412]], [[0.49435082985284906]], [[0.49367292517722183]], [[0.49300027281214204]], [[0.4923331703018293]], [[0.49167191519050346]], [[0.49101680502238443]], [[0.4903681373416917]], [[0.4897895684246514]], [[0.4894888769133872]], [[0.4892042054475821]], [[0.4889402916775246]], [[0.4886876186193332]], [[0.488449509037859]], [[0.4882259202464526]], [[0.48801757182768357]], [[0.48782574041903803]], [[0.4876503115568311]], [[0.48750075326613185]], [[0.48737937607318216]], [[0.4872961202832411]], [[0.48725700807766226]], [[0.48726514370142915]], [[0.48733338651191516]], [[0.48746173357162687]], [[0.4876624610245522]], [[0.48795499544798376]], [[0.48832717375037743]], [[0.488786759100626]], [[0.48934460192668117]], [[0.4900075367518423]], [[0.4907805414222425]], [[0.49164186050625674]], [[0.4925351134580901]], [[0.49340640321382256]], [[0.4941936791103489]], [[0.4948370637974435]], [[0.4952815466270282]], [[0.4954634296533591]], [[0.4953260460180716]], [[0.4947910350385484]], [[0.4938538747181209]], [[0.49248501228774066]], [[0.49096364406431114]], [[0.48941640321518487]], [[0.4880349999488823]], [[0.48680820985402756]], [[0.48576426010191387]], [[0.48498146229513106]], [[0.484435477077447]], [[0.4841344116742697]], [[0.48400045906388334]], [[0.4839619662233331]], [[0.48399678800895285]], [[0.48405260958981405]], [[0.4841428944672795]], [[0.4842074881902596]], [[0.4842735187589385]], [[0.48428185299208537]], [[0.48426310170098114]], [[0.4842420769624182]], [[0.4842925848466182]], [[0.48449495926567293]], [[0.4849165532702108]], [[0.48559320752776236]], [[0.4866411609248654]], [[0.4880826925262829]], [[0.48988365602039113]], [[0.4919409831848302]], [[0.49414555968413826]], [[0.49639196185881423]], [[0.49857680054125425]], [[0.4998325559161242]], [[0.49985111433546625]], [[0.49986785625926966]], [[0.49988324582665367]], [[0.499897563085934]], [[0.49991097662620193]], [[0.49992363116854327]], [[0.4999357218541034]], [[0.49994731922769864]], [[0.4999583148394831]], [[0.4999684253304812]], [[0.499977386168879]], [[0.49998501833326336]], [[0.4999912214941814]], [[0.49999594169281314]], [[0.49999914078090185]], [[0.5007817089909875]], [[0.5021132984590615]], [[0.5034530064741956]], [[0.5048039944666753]], [[0.5061675867226033]], [[0.5075451603875981]], [[0.508936885143002]], [[0.5103394644440971]], [[0.5117501223541782]], [[0.5131666768281752]], [[0.5145916755819513]], [[0.516022328357073]], [[0.517453650624131]], [[0.5245291780336594]], [[0.5314192231596893]], [[0.5380195326761192]], [[0.544175532218601]], [[0.5498485636506039]], [[0.5549602206982216]], [[0.5593671459794289]], [[0.5631155904781431]], [[0.5659785562574569]], [[0.5679770403776394]], [[0.5690391950663731]], [[0.5692494996201334]], [[0.5684138626147655]], [[0.566794988595992]], [[0.5639569173768453]], [[0.5601981757781431]], [[0.5501454339962852]], [[0.5401703642065419]], [[0.5321116610558813]], [[0.5269530105203752]], [[0.5260809713965815]], [[0.5258548732403159]], [[0.5262344648976124]], [[0.5264638564054649]], [[0.5262776938231774]], [[0.525919226344166]], [[0.5253407739608639]], [[0.5245240170901706]], [[0.5235088368694404]], [[0.5222778190414006]], [[0.5208680077943495]], [[0.519302062408638]], [[0.5175858531146885]], [[0.5157644328864657]], [[0.5138432798154284]], [[0.511850741862362]], [[0.509788151178885]], [[0.507657730606556]], [[0.5054629625903229]], [[0.5027793984343183]], [[0.4999947036978877]], [[0.4985251669367362]], [[0.496100379932323]], [[0.4939318444076283]], [[0.4918136707813936]], [[0.4900632957206597]], [[0.4889221519184182]], [[0.48808699019337953]], [[0.48929526504669424]], [[0.4900672044674554]]], [[[0.38447989749241973]], [[0.37390423603679246]], [[0.3564133619341195]], [[0.3676510071537669]], [[0.38265761017250927]], [[0.4055677513698473]], [[0.43176750256984353]], [[0.4554565985624827]], [[0.4774605432264126]], [[0.49778833778073]], [[0.5179782916590565]], [[0.5420678444236574]], [[0.5658862254593247]], [[0.5896382916477493]], [[0.612915796076379]], [[0.6356565273756221]], [[0.6572751611864359]], [[0.6772050473327406]], [[0.6953005741314922]], [[0.7113757111455705]], [[0.725563884042286]], [[0.7378778874003137]], [[0.748249105009175]], [[0.7569036718199396]], [[0.7636118005090998]], [[0.7685609685116148]], [[0.7718744104661265]], [[0.7728489493268182]], [[0.7723657200611694]], [[0.7712792076225953]], [[0.7669486386194647]], [[0.7613193048101328]], [[0.7544057182692684]], [[0.745656820462204]], [[0.7354682343528889]], [[0.7237344117196572]], [[0.7105849540713428]], [[0.6960890877195802]], [[0.6802219486082883]], [[0.6631506224089246]], [[0.6448508331569309]], [[0.6254268201235286]], [[0.6049632635046568]], [[0.5834949342460188]], [[0.5611740457674399]], [[0.538152840132167]], [[0.5146775614288631]], [[0.5051258709234818]], [[0.5008197588758456]], [[0.4780357693921315]], [[0.4432204795114034]], [[0.4364068942561421]], [[0.42964609970581064]], [[0.4229410864621581]], [[0.4162948451269337]], [[0.40971036630188645]], [[0.4031906405887654]], [[0.39723949092717603]], [[0.3934999856166751]], [[0.38991309965758025]], [[0.38652395666350486]], [[0.3832422100096271]], [[0.3800996028528403]], [[0.3770959883643076]], [[0.3742386292481196]], [[0.3715388204167853]], [[0.3689961108769071]], [[0.3666918007147665]], [[0.36464555592487247]], [[0.3629426691823116]], [[0.36163464139445933]], [[0.36074813463449906]], [[0.36039326260458554]], [[0.36057006286945875]], [[0.36156194732391056]], [[0.3647350607838243]], [[0.36864103331004827]], [[0.3733400188720599]], [[0.3789215552052849]], [[0.3854291414517128]], [[0.3928859274622953]], [[0.40105659414213196]], [[0.40939270029556885]], [[0.41740015864274155]], [[0.424529796014948]], [[0.4302664786503991]], [[0.43414103463428605]], [[0.4356010026719219]], [[0.43414099469443146]], [[0.42902726506224814]], [[0.420162908769114]], [[0.407148326783975]], [[0.3924729249268228]], [[0.3772560985433848]], [[0.3633624630085046]], [[0.3507369823873923]], [[0.33973354646812115]], [[0.3312966867406163]], [[0.3253083209506705]], [[0.32196711902860226]], [[0.32047190612270476]], [[0.3200404715498289]], [[0.32042731646957956]], [[0.32104740322120245]], [[0.3220488767433044]], [[0.3227643109331331]], [[0.32349484778873044]], [[0.3235882747912688]], [[0.3233832234414665]], [[0.32315323493293013]], [[0.3237148994521421]], [[0.3259507245971126]], [[0.3305682070434909]], [[0.3378744103924877]], [[0.3489546945632952]], [[0.36378892133610646]], [[0.38178021025985803]], [[0.4017634359680979]], [[0.42267647658312646]], [[0.4436068971129331]], [[0.4637266993446513]], [[0.4762002252273503]], [[0.4786339409024085]], [[0.4808625483331102]], [[0.4829399306519569]], [[0.484897649897543]], [[0.48675376868899584]], [[0.4885235250004444]], [[0.49022818488873326]], [[0.49187386309007086]], [[0.4934452494451499]], [[0.49490755519409074]], [[0.4962290441008321]], [[0.49738836029236155]], [[0.49837375163204845]], [[0.4991790748993664]], [[0.4998000721897667]], [[0.507856917124771]], [[0.5212406548270313]], [[0.5347059916309512]], [[0.5482847029107907]], [[0.5619900989984976]], [[0.5758360215143147]], [[0.5898241759167437]], [[0.6039214288032714]], [[0.6180998793759169]], [[0.6323375960111819]], [[0.6466601856710192]], [[0.6610396036104949]], [[0.6754257505792105]], [[0.7465415150281817]], [[0.8157930065234529]], [[0.8821323802114991]], [[0.9440060170546765]], [[1.0010253660980615]], [[1.0524023698890097]], [[1.0966961507060389]], [[1.1343715748251801]], [[1.1631470975816836]], [[1.1832337593554059]], [[1.1939094218580513]], [[1.1960231821817884]], [[1.1876242373400867]], [[1.1713530172983648]], [[1.1428277084940455]], [[1.105053952701153]], [[1.0165005208865068]], [[0.9282010409323026]], [[0.8565357482231412]], [[0.8032383592345472]], [[0.7938805073778995]], [[0.7914209127728696]], [[0.7953592900283825]], [[0.7976387901777923]], [[0.7953624382277724]], [[0.7911757243665587]], [[0.7845594057235408]], [[0.7753057232760256]], [[0.7638537717909518]], [[0.7500033015739791]], [[0.734161848632582]], [[0.7165052750085485]], [[0.6967482790280917]], [[0.675790309698417]], [[0.6536812198697451]], [[0.6306942251774811]], [[0.6068983808193551]], [[0.5823387209187416]], [[0.5571265888847621]], [[0.5279355916420629]], [[0.4991865290079401]], [[0.48147306951531493]], [[0.45492553165490607]], [[0.4308670572705817]], [[0.4072898727453705]], [[0.3876738345017147]], [[0.37470010225172407]], [[0.36514939512552447]], [[0.3770254338382974]], [[0.38447989749241973]]], [[[0.2385897382415119]], [[0.2232530453477129]], [[0.19684977957749938]], [[0.22045877608608586]], [[0.2516937471446345]], [[0.2977100058203191]], [[0.34981023136180356]], [[0.3978940616277051]], [[0.44428943576430757]], [[0.48791869631247775]], [[0.5313894973055042]], [[0.5838267431291182]], [[0.6357386087876692]], [[0.6860660015117716]], [[0.7348122739970048]], [[0.7823513623943835]], [[0.8275757632468566]], [[0.8694177512590703]], [[0.907615687247702]], [[0.9417949132900807]], [[0.9722069315723232]], [[0.9988600065125189]], [[1.0215981836635506]], [[1.040854897974793]], [[1.0561481639836485]], [[1.0678332548366865]], [[1.0761162357755965]], [[1.0796832694201504]], [[1.0802593379544843]], [[1.0785577567847404]], [[1.0712732781214733]], [[1.0608193300868736]], [[1.0473727805109911]], [[1.0300667643389043]], [[1.0097286215907668]], [[0.9860768534229577]], [[0.9594291537941132]], [[0.9299372652007131]], [[0.8975555011880226]], [[0.8626700964828349]], [[0.8252415924352479]], [[0.7855265918469515]], [[0.743745117001379]], [[0.700028090704267]], [[0.654802049361575]], [[0.6085174209354998]], [[0.5619798862049683]], [[0.529580868136665]], [[0.5059574717476956]], [[0.4616511862996803]], [[0.4008648519456619]], [[0.3889685594576539]], [[0.3771644377788405]], [[0.3654577084000801]], [[0.3538535928122307]], [[0.34235731250615087]], [[0.3309740889726985]], [[0.320159045313099]], [[0.31139069765515176]], [[0.3028626021536424]], [[0.29464575610492255]], [[0.2865989890254589]], [[0.27877256034791525]], [[0.2711670947729077]], [[0.2637953670742867]], [[0.25667230086826637]], [[0.24979929247600022]], [[0.24327501067361282]], [[0.23712268682640328]], [[0.2314456058127876]], [[0.2263055021993873]], [[0.2217347579087157]], [[0.21786588876867782]], [[0.21469916981692547]], [[0.21305192691283695]], [[0.2177725129159404]], [[0.2235286340193909]], [[0.23037377246113847]], [[0.2384087866329644]], [[0.24764560056264498]], [[0.2580584675729402]], [[0.26923833862709856]], [[0.2803608524815339]], [[0.2907522047964545]], [[0.2997148690916972]], [[0.3066339655106233]], [[0.31095687030860364]], [[0.31201404441818315]], [[0.3091512648687614]], [[0.301330416398775]], [[0.288284611265505]], [[0.26914125343879436]], [[0.24712340781498338]], [[0.22365231040474218]], [[0.20153397075936572]], [[0.18082347872991447]], [[0.1622113545293712]], [[0.14751374491777924]], [[0.13682991416104254]], [[0.13072398351527342]], [[0.1279211491253401]], [[0.12705057290782623]], [[0.1276855445543628]], [[0.12876159514535085]], [[0.13053702962459063]], [[0.1318191401744461]], [[0.13313620675877041]], [[0.13332837262288347]], [[0.13300239942485972]], [[0.1326421301513658]], [[0.13370659351968397]], [[0.13776354298554536]], [[0.14599824453055688]], [[0.15877253411309247]], [[0.17761001728174572]], [[0.2019196859222221]], [[0.2302060746142197]], [[0.26038154282109616]], [[0.2908999856414637]], [[0.32070787500879266]], [[0.349031568748765]], [[0.36979793870010425]], [[0.38097941157754334]], [[0.39159345949236957]], [[0.4018085528627454]], [[0.4117112255409278]], [[0.42133864203467647]], [[0.430718447746888]], [[0.4398993702834575]], [[0.4488739811075597]], [[0.4575596137745918]], [[0.4658232813908564]], [[0.4735526309639149]], [[0.48067356317151844]], [[0.48714799535833325]], [[0.4929582682423203]], [[0.4980932546073075]], [[0.5137179151164418]], [[0.5370854745325251]], [[0.5605955032571641]], [[0.5843034800334798]], [[0.6082326442568912]], [[0.6324071629344499]], [[0.6568300137397898]], [[0.6814433468577763]], [[0.7061984484261776]], [[0.7310570265622185]], [[0.7560637901669703]], [[0.7811697740516249]], [[0.8062875065967867]], [[0.930453258208974]], [[1.051364051454335]], [[1.167190384184942]], [[1.2752196894049577]], [[1.374773570112936]], [[1.4644761042938446]], [[1.5418115675277138]], [[1.6075916008200202]], [[1.657832703320698]], [[1.6929033444906125]], [[1.711542694975977]], [[1.7152332499655554]], [[1.7005689725426856]], [[1.672159965316484]], [[1.6223557280267404]], [[1.5564201326155829]], [[1.4407902163595216]], [[1.323959270921068]], [[1.2279692848687078]], [[1.1376697957196895]], [[1.1211750725695844]], [[1.1165508311744]], [[1.1225956277487485]], [[1.1251518792457922]], [[1.1188615827563195]], [[1.1086292524777643]], [[1.093537847741118]], [[1.0731957580840599]], [[1.0484857256514142]], [[1.0190077062045328]], [[0.9855368986452968]], [[0.9482591514061977]], [[0.9059358687360283]], [[0.8610677126969696]], [[0.8137254680836525]], [[0.7643496074137076]], [[0.7132344857331284]], [[0.6605295762813758]], [[0.6066676168923908]], [[0.5487746108031616]], [[0.4949156706548992]], [[0.45289400474708374]], [[0.3991478213810514]], [[0.3497596360458518]], [[0.3013031129046104]], [[0.26039736861304197]], [[0.23230863758558046]], [[0.21133268507724062]], [[0.2280877733513714]], [[0.2385897382415119]]], [[[0.11964998435457999]], [[0.11178387685045256]], [[0.0992962122506307]], [[0.13021452709216572]], [[0.17040936567058235]], [[0.22588070464097645]], [[0.28852118488089845]], [[0.34936949936444084]], [[0.41197548710991816]], [[0.4733320283555445]], [[0.5349771147940641]], [[0.603442558076813]], [[0.671272365065362]], [[0.7369616951423208]], [[0.8004582877962552]], [[0.8620822920963808]], [[0.9207911193955687]], [[0.9755591315206661]], [[1.0261580499006373]], [[1.0721174856572688]], [[1.1136557363089399]], [[1.1507084944281485]], [[1.1830198269298429]], [[1.211031539237315]], [[1.2341036340319758]], [[1.2525944002147986]], [[1.2666406866318114]], [[1.2749021589473688]], [[1.2793224101554441]], [[1.2784070604548325]], [[1.2728845466013483]], [[1.262141455833086]], [[1.2467738737505547]], [[1.2262727466778789]], [[1.2017083394137422]], [[1.1725794781707926]], [[1.139386786098503]], [[1.1023273683375248]], [[1.0613325689385391]], [[1.0169495587219546]], [[0.9691045636480364]], [[0.9181436954156937]], [[0.8643413340292475]], [[0.8078284195645498]], [[0.7491218415968028]], [[0.6886480933585429]], [[0.627219882512919]], [[0.5696064966941319]], [[0.5171851717170931]], [[0.45726816374414975]], [[0.38953434265367815]], [[0.37627838051044704]], [[0.3631251237066002]], [[0.35008039051579043]], [[0.33714999921167027]], [[0.3243397680678926]], [[0.31165551535811004]], [[0.29919386754172056]], [[0.28725801282830477]], [[0.27556451922010305]], [[0.26418496869390407]], [[0.2529780803012861]], [[0.24199486525933514]], [[0.23123687162901366]], [[0.22071842547795995]], [[0.21045151759436437]], [[0.2004398155104385]], [[0.19075141605766502]], [[0.1814014677383707]], [[0.1724609340228198]], [[0.16397135185448983]], [[0.15595510298340712]], [[0.14850208285806052]], [[0.14161280048469677]], [[0.13599364407116415]], [[0.13595331824414156]], [[0.1367351765615032]], [[0.13836137463143403]], [[0.14090659513831838]], [[0.14436486451261243]], [[0.14869528008304075]], [[0.15360064069120266]], [[0.15851346168402425]], [[0.1629825994226311]], [[0.16656726036428773]], [[0.16889787999094932]], [[0.16963129855175305]], [[0.1683680910494574]], [[0.1646810370400774]], [[0.15786650371310093]], [[0.14771610476323718]], [[0.13351189488836748]], [[0.11736739413410613]], [[0.10019236843314483]], [[0.08393500012525154]], [[0.06871773076809261]], [[0.05495334200895187]], [[0.0438813468699581]], [[0.0356463639156839]], [[0.03065393272866098]], [[0.02813914799505514]], [[0.02711907194775521]], [[0.027334250282318503]], [[0.027970522556450095]], [[0.02919765523677328]], [[0.030151875939278226]], [[0.031172366874684363]], [[0.03141133818958373]], [[0.031323385187654415]], [[0.03125208747669394]], [[0.032272056776793304]], [[0.03555156071190644]], [[0.041939381178101344]], [[0.05164600191991038]], [[0.06568233571035244]], [[0.08345311764018315]], [[0.10384067943816465]], [[0.12548724700258398]], [[0.14755217351586894]], [[0.16961668321884346]], [[0.19150577464158572]], [[0.21206413337860902]], [[0.23098393851241455]], [[0.25015929412955523]], [[0.2696188175878041]], [[0.2893193287265327]], [[0.3091751358910301]], [[0.32909565428803955]], [[0.349004528595615]], [[0.3687740109930976]], [[0.3882242599766469]], [[0.4072173016063887]], [[0.4256715063802552]], [[0.4435393707386704]], [[0.4608080480222114]], [[0.4774819143988339]], [[0.4935694928657205]], [[0.5152857845123527]], [[0.5413241055532614]], [[0.5675211792276221]], [[0.5939388251417792]], [[0.6206029388044566]], [[0.6475404493560495]], [[0.6747546747991211]], [[0.7021811534570443]], [[0.7297656037867046]], [[0.7574653573896095]], [[0.7853302331064326]], [[0.8133056693424727]], [[0.8412941970352901]], [[0.9796512948047141]], [[1.1143814134180747]], [[1.243445950408398]], [[1.3638223098329527]], [[1.4747545582798538]], [[1.5747095147045276]], [[1.6608839235794617]], [[1.7341821912525444]], [[1.7901655283682492]], [[1.8292445180749888]], [[1.8500142263397679]], [[1.8541265880086388]], [[1.8377862780699457]], [[1.8061303041859034]], [[1.7506337631626518]], [[1.677177742890077]], [[1.586026094985035]], [[1.4919460358388477]], [[1.4131580183180903]], [[1.3364132759836522]], [[1.3228234452649243]], [[1.3180927381333845]], [[1.3204803901371307]], [[1.3180399035679011]], [[1.3057286563875694]], [[1.2882947658007864]], [[1.2650398983679338]], [[1.2356306480626775]], [[1.2011532269027934]], [[1.1611956681150206]], [[1.1165484842123987]], [[1.0674204427593967]], [[1.0126901887238828]], [[0.9546909807703653]], [[0.8934859742113315]], [[0.8295306390651386]], [[0.7633210207654549]], [[0.6950921818171248]], [[0.6255567838962615]], [[0.554349234856935]], [[0.48702968340541986]], [[0.4239216766118121]], [[0.35512923636591814]], [[0.2920273632408793]], [[0.23054476624110237]], [[0.17753368889359358]], [[0.13881694930805422]], [[0.10927349160151972]], [[0.11493498627803865]], [[0.11964998435457999]]], [[[0.0609361223352344]], [[0.06241778614995561]], [[0.06893695545808072]], [[0.10192388467731708]], [[0.14413149326876493]], [[0.19888883796595985]], [[0.26100812537111323]], [[0.3246771432938152]], [[0.3937926922902135]], [[0.4640439658522776]], [[0.5351445655946521]], [[0.606178735995444]], [[0.6765621501653187]], [[0.7459467114535849]], [[0.8133828242839626]], [[0.8785034037011891]], [[0.9406297795824825]], [[0.9990509630281329]], [[1.0536348538486031]], [[1.1038914325578073]], [[1.149931827453497]], [[1.1916042302295249]], [[1.2285773764732357]], [[1.2611932380533741]], [[1.2887564553939792]], [[1.3115422926805635]], [[1.3295683214872704]], [[1.3417599054155869]], [[1.3498869839223]], [[1.3501212203114896]], [[1.3479011042131293]], [[1.3390931730713254]], [[1.3246837204607391]], [[1.3046945864493218]], [[1.2802533919525487]], [[1.250704253290362]], [[1.2166516998661374]], [[1.1782978648636573]], [[1.13555142993557]], [[1.0890182671191326]], [[1.0385790358761857]], [[0.9845808040089209]], [[0.9272578371404436]], [[0.8666404834548245]], [[0.8031228520671027]], [[0.736816615072434]], [[0.6679895977674718]], [[0.5978551232930193]], [[0.5269350458321125]], [[0.45708588095468344]], [[0.38901806684578094]], [[0.37569656901559734]], [[0.3624782421301524]], [[0.34936893208878333]], [[0.33637448498400846]], [[0.3235007471426467]], [[0.31075356517072084]], [[0.29813878600131855]], [[0.28566225694418035]], [[0.27342357547725793]], [[0.26149298427758455]], [[0.24973211859755778]], [[0.23819111988215383]], [[0.2268717394010508]], [[0.21578839719176723]], [[0.20495211246607387]], [[0.19436704947829098]], [[0.18409229749821965]], [[0.17414069561948592]], [[0.16457371785354855]], [[0.1554270494548792]], [[0.14672015491815046]], [[0.1385305213170074]], [[0.130858764834365]], [[0.12375887724149051]], [[0.11720686781139882]], [[0.11129356846798044]], [[0.10604751070528902]], [[0.1015541157969201]], [[0.09785345114918324]], [[0.09496283829118368]], [[0.09280445365546357]], [[0.09114931108993016]], [[0.08974948490667993]], [[0.08833636938171803]], [[0.08665709112204006]], [[0.0844535415502797]], [[0.08146268439882082]], [[0.07741891501907992]], [[0.0719758922204514]], [[0.06516265827490375]], [[0.05681537955469715]], [[0.04826425264988131]], [[0.040085507173418675]], [[0.03309404389865718]], [[0.027325916448440866]], [[0.022611390838538373]], [[0.018903013742902035]], [[0.016045232723782787]], [[0.013884416573602437]], [[0.012431749024005114]], [[0.011470550711932545]], [[0.011041303121625405]], [[0.010897415295778095]], [[0.011043895692147455]], [[0.011298171508651655]], [[0.011647722989664315]], [[0.011889714257084474]], [[0.01215178092495785]], [[0.012497064500665452]], [[0.013192809519287033]], [[0.014569046193835788]], [[0.01687239117504291]], [[0.020242362801714278]], [[0.02515339147149482]], [[0.03173267615248239]], [[0.04014568306675134]], [[0.05044974000570233]], [[0.06268757944105834]], [[0.0768832198481913]], [[0.09305861025886901]], [[0.11123490662703758]], [[0.13138505886782786]], [[0.1532810373477779]], [[0.1766428168554527]], [[0.201194739505968]], [[0.2266654764739236]], [[0.2527918667810225]], [[0.2792993675910877]], [[0.30591619344512444]], [[0.3324025680963767]], [[0.35870843092727633]], [[0.3848787485139733]], [[0.4109577535377206]], [[0.4369951419937831]], [[0.46303796626795374]], [[0.48912856929142934]], [[0.5152151251060432]], [[0.54137858238079]], [[0.5677013914762079]], [[0.5942455529313052]], [[0.6210370123766028]], [[0.6481027666903052]], [[0.6754461100329805]], [[0.7030023910633281]], [[0.7307171161143137]], [[0.7585474383849313]], [[0.7865433700354498]], [[0.8146501468446444]], [[0.8427699292871327]], [[0.9817740759482139]], [[1.1171339873565518]], [[1.2468033175478366]], [[1.367745964442418]], [[1.4792023889902388]], [[1.5796322144878605]], [[1.6662195285998476]], [[1.7398722254071521]], [[1.7961316288623128]], [[1.8354107495377037]], [[1.8563013262393366]], [[1.860449526765371]], [[1.8440614476546648]], [[1.8122892543161884]], [[1.7565670049111035]], [[1.6828072209791674]], [[1.5996407226461233]], [[1.5131753075336223]], [[1.4403010899322217]], [[1.393587423101578]], [[1.386842514861353]], [[1.3830593085634952]], [[1.3802985873217994]], [[1.372041364953592]], [[1.3548674796094213]], [[1.3322138676755821]], [[1.303845424082154]], [[1.2696048196055123]], [[1.2305949119149426]], [[1.186506869112439]], [[1.137959249573445]], [[1.0853027588996147]], [[1.0286208337655545]], [[0.9685574873223136]], [[0.9051726748931771]], [[0.8389161406786372]], [[0.770323785284972]], [[0.6996470721768566]], [[0.6276535544579881]], [[0.5546065529971462]], [[0.48088557817161975]], [[0.40728146118603603]], [[0.3341008725888346]], [[0.2677965321286135]], [[0.20383132113013544]], [[0.1477340510618237]], [[0.10462335671268162]], [[0.07118437773383166]], [[0.0631437151473049]], [[0.060936122335234405]]], [[[0.04440366557892058]], [[0.05018965328952081]], [[0.06406283144050132]], [[0.09734616448189834]], [[0.13972518587864344]], [[0.1934864686302695]], [[0.25432732428811367]], [[0.31781106369083084]], [[0.388120800869527]], [[0.46005219076318726]], [[0.5329923866251287]], [[0.605170323421778]], [[0.6763552900926981]], [[0.746434620707823]], [[0.8145104018717172]], [[0.8798122303937848]], [[0.9422760154384215]], [[1.0011590959209005]], [[1.0563454980357805]], [[1.1073451129821537]], [[1.1542409121714392]], [[1.1968605017702425]], [[1.234855817549055]], [[1.2685368596435547]], [[1.297198076923614]], [[1.321085473016212]], [[1.3401773131344847]], [[1.3534998892540198]], [[1.3627577412455025]], [[1.3632711358952119]], [[1.3622079370156945]], [[1.3541564755151467]], [[1.3402069735210254]], [[1.3206455031115194]], [[1.2965760850315071]], [[1.2673030891255694]], [[1.2334580471810166]], [[1.1952451734163883]], [[1.1525711735982425]], [[1.106059659709676]], [[1.0555870768093296]], [[1.0015100094777492]], [[0.9440670322669468]], [[0.8832876316587284]], [[0.8195736183124056]], [[0.7530221184212869]], [[0.6838932540574172]], [[0.6132905777873104]], [[0.5416209860131653]], [[0.4709363435385667]], [[0.4019485651643981]], [[0.38837472841979576]], [[0.37488752135072057]], [[0.361492503662838]], [[0.34819528092049934]], [[0.33500151430793546]], [[0.3219169312888012]], [[0.3089473369676178]], [[0.29609862586153674]], [[0.2834584696387446]], [[0.27108921496006705]], [[0.2588717630542607]], [[0.24685110832324136]], [[0.23503064067313856]], [[0.22342518987024979]], [[0.21204443971073633]], [[0.20089517698579704]], [[0.19001492591316832]], [[0.1794141903899588]], [[0.1691346445477588]], [[0.15920465543956197]], [[0.14964403566726103]], [[0.14051132167082306]], [[0.13182126732282307]], [[0.12352031303031151]], [[0.1147867818287207]], [[0.10645142159577292]], [[0.09851536688289557]], [[0.09103180446562846]], [[0.0840195024756465]], [[0.07747921749155307]], [[0.07141514111624336]], [[0.06580242046919346]], [[0.060581920288487794]], [[0.05570331911291907]], [[0.051124184954729514]], [[0.048679172161480926]], [[0.04554849951793901]], [[0.04171848703623544]], [[0.037466022714149894]], [[0.03326260213036755]], [[0.0291184939141008]], [[0.025436460890463964]], [[0.022359770792263117]], [[0.02001079583061686]], [[0.018457976916202722]], [[0.017301359540030897]], [[0.01611150998435466]], [[0.014861502661098243]], [[0.013448397129299105]], [[0.012257183825808298]], [[0.011313884745959173]], [[0.010716908164433844]], [[0.010321320349495398]], [[0.010057841127237609]], [[0.010034528556406845]], [[0.01014123993448458]], [[0.010420386076509412]], [[0.01085698168307471]], [[0.011384624610909866]], [[0.012001122450046295]], [[0.012760486026200557]], [[0.013623774298611738]], [[0.0145401071851648]], [[0.015467766286549445]], [[0.016811668059990344]], [[0.018824963350334626]], [[0.02195879346023811]], [[0.026719943702887765]], [[0.03356992676462592]], [[0.042954573308188346]], [[0.05531397275242048]], [[0.07095423802020291]], [[0.08960043287669021]], [[0.11083192050583784]], [[0.13424410932869063]], [[0.1594414287417598]], [[0.18596460070316445]], [[0.21310040029523306]], [[0.24124012464458272]], [[0.27002298164596716]], [[0.29743619653267545]], [[0.32377866129167965]], [[0.3493315628641845]], [[0.37445282311051487]], [[0.3994945237773089]], [[0.4245272305577765]], [[0.44938083575703003]], [[0.4741439470054427]], [[0.4989981961924546]], [[0.5239499819012632]], [[0.5489942649178446]], [[0.5741307239593595]], [[0.5993456187486409]], [[0.6246259887799804]], [[0.6499400426760505]], [[0.6752581329706653]], [[0.7006081382314242]], [[0.7259626674205046]], [[0.7512696398133731]], [[0.8756519014086441]], [[0.996700591064313]], [[1.1133295507599434]], [[1.2231061833140209]], [[1.3253275756263225]], [[1.4186149898308442]], [[1.5006682326955731]], [[1.571975495642166]], [[1.6289580919320692]], [[1.67215590585708]], [[1.7015872047653122]], [[1.7133045276905174]], [[1.711628394085725]], [[1.697052836992411]], [[1.662588934820017]], [[1.6131325751595262]], [[1.5545659879297102]], [[1.491760767602621]], [[1.437086352111127]], [[1.4042131089988605]], [[1.4002357902528453]], [[1.3968839793773966]], [[1.392120299031366]], [[1.3817252868885495]], [[1.3629305407412953]], [[1.3386190839803465]], [[1.3087266611716561]], [[1.273152691968676]], [[1.2329853460967455]], [[1.1879473422004396]], [[1.1385860390843658]], [[1.0852461314423498]], [[1.028172887252283]], [[0.9676758468431784]], [[0.9038055677672042]], [[0.8369653015573281]], [[0.7677337093154161]], | drag coefficients, spanwise
sse_tune.airfoils_cm | intermediate |  | [[[[-4.0657581468206416e-20]], [[-3.903127820947816e-18]], [[8.673617379884035e-19]], [[-2.2551405187698492e-17]], [[2.7755575615628914e-17]], [[2.6020852139652106e-17]], [[-4.163336342344337e-17]], [[-5.551115123125783e-17]], [[-1.1102230246251565e-16]], [[1.0408340855860843e-17]], [[-2.7755575615628914e-17]], [[-2.0816681711721685e-17]], [[-3.122502256758253e-17]], [[-6.591949208711867e-17]], [[-2.0816681711721685e-17]], [[1.3877787807814457e-17]], [[-4.163336342344337e-17]], [[-5.551115123125783e-17]], [[-3.122502256758253e-17]], [[3.469446951953614e-18]], [[-1.0408340855860843e-17]], [[-7.632783294297951e-17]], [[3.469446951953614e-18]], [[6.938893903907228e-17]], [[-8.673617379884035e-17]], [[1.214306433183765e-17]], [[-3.2959746043559335e-17]], [[-1.0928757898653885e-16]], [[-3.2959746043559335e-17]], [[-6.591949208711867e-17]], [[-5.4643789493269423e-17]], [[-4.423544863740858e-17]], [[2.2551405187698492e-17]], [[-3.3285006695304986e-17]], [[-2.233456475320139e-17]], [[1.0842021724855044e-17]], [[-7.806255641895632e-17]], [[-4.5102810375396984e-17]], [[0.0]], [[-6.765421556309548e-17]], [[-3.469446951953614e-18]], [[-2.2551405187698492e-17]], [[-2.42861286636753e-17]], [[-1.3877787807814457e-17]], [[-3.122502256758253e-17]], [[-1.734723475976807e-17]], [[-1.3877787807814457e-17]], [[-6.938893903907228e-18]], [[0.0]], [[-1.3877787807814457e-17]], [[0.0]], [[-1.734723475976807e-17]], [[1.0408340855860843e-17]], [[-2.949029909160572e-17]], [[-5.204170427930421e-18]], [[2.0816681711721685e-17]], [[3.469446951953614e-18]], [[-5.204170427930421e-18]], [[-5.204170427930421e-18]], [[-2.7755575615628914e-17]], [[-1.734723475976807e-17]], [[6.938893903907228e-18]], [[-3.469446951953614e-18]], [[-6.938893903907228e-18]], [[-3.469446951953614e-18]], [[5.204170427930421e-18]], [[-8.673617379884035e-19]], [[-8.673617379884035e-18]], [[-1.929879867024198e-17]], [[2.2551405187698492e-17]], [[-3.0357660829594124e-18]], [[-8.673617379884035e-19]], [[2.168404344971009e-18]], [[-3.469446951953614e-18]], [[6.938893903907228e-18]], [[-6.938893903907228e-18]], [[-7.806255641895632e-18]], [[-1.734723475976807e-18]], [[5.204170427930421e-18]], [[0.0]], [[1.734723475976807e-18]], [[8.673617379884035e-19]], [[0.0]], [[0.0]], [[6.938893903907228e-18]], [[6.938893903907228e-18]], [[6.938893903907228e-18]], [[1.3877787807814457e-17]], [[3.469446951953614e-18]], [[5.637851296924623e-18]], [[6.938893903907228e-18]], [[8.673617379884035e-18]], [[-6.071532165918825e-18]], [[-6.071532165918825e-18]], [[-6.938893903907228e-18]], [[0.0]], [[8.321251673826247e-18]], [[5.204170427930421e-18]], [[-6.938893903907228e-18]], [[-3.469446951953614e-18]], [[2.7647155398380363e-18]], [[3.469446951953614e-18]], [[-6.938893903907228e-18]], [[-1.0408340855860843e-17]], [[-1.3877787807814457e-17]], [[0.0]], [[-1.3877787807814457e-17]], [[-3.469446951953614e-18]], [[-1.734723475976807e-17]], [[-6.938893903907228e-18]], [[6.938893903907228e-18]], [[1.3877787807814457e-17]], [[-1.3877787807814457e-17]], [[-6.938893903907228e-18]], [[-1.3877787807814457e-17]], [[-6.938893903907228e-18]], [[0.0]], [[-6.938893903907228e-18]], [[-6.938893903907228e-18]], [[0.0]], [[7.806255641895632e-18]], [[1.214306433183765e-17]], [[5.204170427930421e-18]], [[6.938893903907228e-18]], [[1.3877787807814457e-17]], [[1.3877787807814457e-17]], [[0.0]], [[0.0]], [[1.3877787807814457e-17]], [[1.3877787807814457e-17]], [[1.3877787807814457e-17]], [[1.3877787807814457e-17]], [[0.0]], [[1.3877787807814457e-17]], [[1.3877787807814457e-17]], [[1.3877787807814457e-17]], [[1.3877787807814457e-17]], [[1.3877787807814457e-17]], [[2.7755575615628914e-17]], [[1.3877787807814457e-17]], [[1.3877787807814457e-17]], [[0.0]], [[1.3877787807814457e-17]], [[2.7755575615628914e-17]], [[1.3877787807814457e-17]], [[1.3877787807814457e-17]], [[0.0]], [[4.163336342344337e-17]], [[4.85722573273506e-17]], [[6.938893903907228e-18]], [[3.469446951953614e-17]], [[3.469446951953614e-17]], [[2.0816681711721685e-17]], [[-1.3877787807814457e-17]], [[0.0]], [[0.0]], [[0.0]], [[0.0]], [[-2.7755575615628914e-17]], [[8.326672684688674e-17]], [[0.0]], [[5.551115123125783e-17]], [[2.7755575615628914e-17]], [[1.3877787807814457e-17]], [[6.938893903907228e-17]], [[1.3877787807814457e-17]], [[-5.551115123125783e-17]], [[-2.7755575615628914e-17]], [[6.938893903907228e-18]], [[6.245004513516506e-17]], [[1.3877787807814457e-17]], [[0.0]], [[4.163336342344337e-17]], [[3.469446951953614e-17]], [[6.938893903907228e-18]], [[6.938893903907228e-17]], [[0.0]], [[1.3877787807814457e-17]], [[1.3877787807814457e-17]], [[1.249000902703301e-16]], [[2.7755575615628914e-17]], [[3.469446951953614e-17]], [[4.163336342344337e-17]], [[6.938893903907228e-17]], [[-1.3877787807814457e-17]], [[2.42861286636753e-17]], [[5.898059818321144e-17]], [[0.0]], [[5.551115123125783e-17]], [[-2.0816681711721685e-17]], [[-3.2959746043559335e-17]], [[-3.2959746043559335e-17]], [[-1.0408340855860843e-17]], [[5.551115123125783e-17]], [[1.734723475976807e-17]], [[2.2551405187698492e-17]], [[1.734723475976807e-17]], [[-1.734723475976807e-18]], [[3.0357660829594124e-18]], [[-3.3881317890172014e-21]]], [[[5.037314841631203e-06]], [[0.0018728215563307846]], [[0.003547360589045926]], [[0.00505021627030542]], [[0.006332537698580599]], [[0.0074945029350892145]], [[0.008538994678846069]], [[0.009455972886719819]], [[0.010233624800101485]], [[0.010908958912816173]], [[0.011496842371771322]], [[0.012006931281841073]], [[0.012443137518449165]], [[0.012815736966241043]], [[0.01312311311669078]], [[0.01337518199621945]], [[0.013576106812778519]], [[0.013728080708209175]], [[0.013842157294411121]], [[0.013912376530088855]], [[0.013946661311955856]], [[0.013940018888914562]], [[0.013917721606106756]], [[0.013852456441921759]], [[0.013765433423802155]], [[0.013651456166405547]], [[0.013516562284813405]], [[0.013362749973216856]], [[0.013190957705215186]], [[0.013006168621443737]], [[0.012808720222827264]], [[0.012601961232116966]], [[0.012385049608514644]], [[0.012157630648361584]], [[0.011918923443226884]], [[0.011668192803567054]], [[0.011404732579124287]], [[0.01112791259413667]], [[0.01083689662644728]], [[0.010531153943447486]], [[0.010209854007740927]], [[0.009872332274957912]], [[0.009517972817845392]], [[0.009145880527413074]], [[0.008755601429547507]], [[0.008346244128657643]], [[0.007917169979697457]], [[0.00746777415662345]], [[0.006997120379299147]], [[0.0065048080309542435]], [[0.005989903459625939]], [[0.005883017512974946]], [[0.005774984527816629]], [[0.005665901664849133]], [[0.005555866084770737]], [[0.005444974948279658]], [[0.00533332541607408]], [[0.005221014648852228]], [[0.00510813980731234]], [[0.00499405032132118]], [[0.004878207047341935]], [[0.004761605447645256]], [[0.004643994397647332]], [[0.004525365621945315]], [[0.004407065579226177]], [[0.004284304340095279]], [[0.00415723674609547]], [[0.003987698616688813]], [[0.0037575652638707803]], [[0.0034217944922882854]], [[0.0029636513952074773]], [[0.002352313828288351]], [[0.0016497453066636673]], [[0.0008646172646898324]], [[5.425035318157995e-05]], [[2.3491588148197295e-05]], [[1.6791090934315574e-05]], [[1.1408367553608287e-05]], [[7.158245026195678e-06]], [[3.923709952426135e-06]], [[1.593156505228302e-06]], [[1.7049568759087454e-07]], [[-0.00048129771898126894]], [[-0.001129180059949192]], [[-0.0018735627494845739]], [[-0.0025072832626352043]], [[-0.002996927162368393]], [[-0.003001760959543069]], [[-0.0007304652293076263]], [[-1.5225490556850137e-05]], [[-1.2557549960054773e-05]], [[-1.3118461482908642e-05]], [[-1.37961229194428e-05]], [[-1.4747599886783327e-05]], [[-2.208456665089842e-05]], [[-2.412136416696936e-05]], [[-1.5514461256411458e-05]], [[-1.1721636388033543e-05]], [[-1.0115789521359525e-05]], [[-1.3098190717129171e-05]], [[-1.8404450216686166e-05]], [[-2.6507698111865458e-05]], [[-3.400414438146232e-05]], [[-0.000511261342174843]], [[-0.0008257540058169508]], [[-0.0009274894870893412]], [[-0.0008966233281725508]], [[-0.0007889161178600106]], [[-0.0006486471342975614]], [[-0.0005044837630023974]], [[-0.0003470475569126649]], [[-0.0002157338438285722]], [[-0.00010653007055545782]], [[-4.2520304872575854e-05]], [[-4.175791656994832e-05]], [[-4.111751826308546e-05]], [[-4.07339478903368e-05]], [[-0.0001174032828095764]], [[-0.0003602365640455289]], [[-0.0007333652418649687]], [[-0.0012590496497086557]], [[-0.0019692342864577163]], [[-0.00285803384893241]], [[-0.0038140486090625716]], [[-0.004684765695863152]], [[-0.004855756428134947]], [[-0.005071839912133377]], [[-0.0053296275616266375]], [[-0.005612629917594786]], [[-0.005901494167268637]], [[-0.0060233807173894205]], [[-0.00603829896215366]], [[-0.0061036547819191544]], [[-0.006200592640728725]], [[-0.006309980436492751]], [[-0.006413059824829523]], [[-0.00651046306913354]], [[-0.006600362541156937]], [[-0.006686053277271828]], [[-0.0067685790092085335]], [[-0.006850274641991505]], [[-0.006932501498384203]], [[-0.007016407594732377]], [[-0.007102612342160156]], [[-0.007190363392834409]], [[-0.007279676860036652]], [[-0.007370720925091723]], [[-0.007463442492872431]], [[-0.007557697173452761]], [[-0.007653367372381946]], [[-0.008146023863814592]], [[-0.008663815938753046]], [[-0.009198270665752614]], [[-0.009739285176404266]], [[-0.01028032374793756]], [[-0.010812214017375268]], [[-0.011323996996831093]], [[-0.01181150679125735]], [[-0.012261852988615998]], [[-0.01267718810624624]], [[-0.013057761725005057]], [[-0.013406795901162435]], [[-0.013726899981233456]], [[-0.014020602703998575]], [[-0.014290543078044365]], [[-0.014539174174040104]], [[-0.014769348418700673]], [[-0.014983173430240061]], [[-0.015183809445184854]], [[-0.015373417904439683]], [[-0.015554970899906886]], [[-0.015730249354284916]], [[-0.015900333424919505]], [[-0.01605925755635243]], [[-0.01620394071575295]], [[-0.01633044384517015]], [[-0.01643024167769723]], [[-0.01650759620582682]], [[-0.016535673819542906]], [[-0.016545567619031497]], [[-0.01650461223725072]], [[-0.016421001314125293]], [[-0.01627833974097099]], [[-0.01608619063257123]], [[-0.015829708254695547]], [[-0.015508729780829525]], [[-0.015119586481111807]], [[-0.014652093666498632]], [[-0.01410863941970121]], [[-0.013478825605713618]], [[-0.01276085353249917]], [[-0.011950473144181307]], [[-0.011038208962622014]], [[-0.009969972846242046]], [[-0.008762737462346631]], [[-0.0074204356073437035]], [[-0.0059310628831421835]], [[-0.004174915936742742]], [[-0.0022054375757723367]], [[5.037314841631877e-06]]], [[[6.628176459505624e-05]], [[0.021017913871025227]], [[0.03980944097459122]], [[0.05667433626304082]], [[0.0710639833567511]], [[0.08410294349810721]], [[0.09582328934811403]], [[0.10611211471051356]], [[0.11483713590122692]], [[0.12241342713491807]], [[0.12900806063511425]], [[0.13472946483645012]], [[0.13962184770628672]], [[0.14380083653667713]], [[0.14717332865961236]], [[0.14989360166734064]], [[0.15204283642344005]], [[0.15365015411727595]], [[0.15484588561236928]], [[0.1555363429995324]], [[0.15586551367844678]], [[0.1557409714371772]], [[0.15541412364216983]], [[0.15462896918639785]], [[0.15359823790540128]], [[0.15226711983683852]], [[0.15069993820254873]], [[0.14891845466944795]], [[0.14693198600715077]], [[0.14479447471645618]], [[0.14250902002896507]], [[0.14011165592860883]], [[0.13759518803813622]], [[0.13495637553817402]], [[0.13218958481765286]], [[0.1292876607148269]], [[0.12624501510856703]], [[0.12305656016898535]], [[0.11971447523168527]], [[0.11621524440515185]], [[0.11255108428393981]], [[0.10871668246589015]], [[0.10470704016169338]], [[0.10051395735263696]], [[0.09613441338643285]], [[0.09156023210819939]], [[0.0867862690397916]], [[0.08180759466271678]], [[0.07661574749076644]], [[0.07120804606456874]], [[0.06557604555950071]], [[0.06440996966516377]], [[0.06323256355780071]], [[0.062044793559670686]], [[0.06084762599303319]], [[0.05964202718014729]], [[0.05842896344327243]], [[0.0572094011046677]], [[0.05598430648659247]], [[0.05474729399936089]], [[0.053493068147667466]], [[0.05223141898623546]], [[0.050959887474198835]], [[0.049678399073940574]], [[0.04839852461618504]], [[0.04707912370395256]], [[0.0457216420936772]], [[0.04399804333987668]], [[0.04175310051103697]], [[0.03840143173205585]], [[0.03338895738499617]], [[0.02695674740391834]], [[0.019870256593639474]], [[0.012261388519691246]], [[0.004660933276055476]], [[0.003408734620221848]], [[0.002511869109475936]], [[0.0017720434883921137]], [[0.0011669694606279441]], [[0.0006834371163082983]], [[0.0003077485724231866]], [[4.028737683333403e-05]], [[-0.004837498780204668]], [[-0.011349331083882083]], [[-0.018831083460051235]], [[-0.025200575955975944]], [[-0.03012196177244626]], [[-0.030170546020852337]], [[-0.009777090703829806]], [[-0.0023156220436655077]], [[-0.0019802391404299697]], [[-0.002064655262601473]], [[-0.002155359839026279]], [[-0.002278026369139134]], [[-0.0031832000946034663]], [[-0.003428247890482544]], [[-0.0023486989918765186]], [[-0.0018567293912132767]], [[-0.0016472020711972976]], [[-0.0020689399508553967]], [[-0.0027900233298745938]], [[-0.0038552331739845]], [[-0.004826519619954027]], [[-0.009357228739735688]], [[-0.012367918025149971]], [[-0.013441187822075807]], [[-0.01328992009215735]], [[-0.012427156586096683]], [[-0.011260245577863155]], [[-0.01005143631610141]], [[-0.008709077348695825]], [[-0.007584602866883606]], [[-0.006629854435300259]], [[-0.006024511627341144]], [[-0.0059238110168319605]], [[-0.005834600418600865]], [[-0.005774121726724667]], [[-0.006379758949356343]], [[-0.008395080553812285]], [[-0.011596567622051726]], [[-0.016268498653960822]], [[-0.02291613055923751]], [[-0.03207255843119059]], [[-0.03993233716815818]], [[-0.04708634062769093]], [[-0.048804959740496985]], [[-0.05097680379676468]], [[-0.05356781428942813]], [[-0.05641225650845377]], [[-0.05931561632158508]], [[-0.06087509221586755]], [[-0.061555836846668974]], [[-0.06260505218503969]], [[-0.06387488425902717]], [[-0.06522026562422406]], [[-0.06649318355977418]], [[-0.06770229845930388]], [[-0.0688354654093008]], [[-0.06992261671219283]], [[-0.07097379326307507]], [[-0.07201120690470711]], [[-0.07304794570651305]], [[-0.07409519247416405]], [[-0.07515744951161382]], [[-0.07622985242837327]], [[-0.07731227071583283]], [[-0.07840564781275831]], [[-0.07950967303394184]], [[-0.08062328627692517]], [[-0.08174552770191279]], [[-0.08741446552303384]], [[-0.09321949482241743]], [[-0.09909894615104015]], [[-0.10496969680152729]], [[-0.11078226951841164]], [[-0.1164650594732686]], [[-0.1219319647390304]], [[-0.1271519530737345]], [[-0.13202275817993978]], [[-0.13656328906412052]], [[-0.14077606868663362]], [[-0.14468706512667662]], [[-0.14831886675596145]], [[-0.1516910100267151]], [[-0.15482631210042397]], [[-0.15774469721802134]], [[-0.1604691716754566]], [[-0.16301845140322307]], [[-0.1654169466700685]], [[-0.16768379015169543]], [[-0.1698436426422305]], [[-0.17190873807645843]], [[-0.17388976697818545]], [[-0.17572344448396782]], [[-0.17738103659890875]], [[-0.1788231702321233]], [[-0.17996137766841222]], [[-0.18084461001875446]], [[-0.18119748482060266]], [[-0.18133315814304388]], [[-0.1809186522910824]], [[-0.18006218190841938]], [[-0.1785640399055454]], [[-0.17654285829432112]], [[-0.17383899911088999]], [[-0.17045326310312225]], [[-0.16633344301331082]], [[-0.1613569020417957]], [[-0.15553476789015547]], [[-0.14874053932978604]], [[-0.14093849670994354]], [[-0.13207652630028813]], [[-0.12203397105971878]], [[-0.11024435300622683]], [[-0.09688403050077786]], [[-0.08201850644720435]], [[-0.06553966951356796]], [[-0.04612355055407122]], [[-0.024351978664601894]], [[6.628176459506226e-05]]], [[[0.00017846327256128223]], [[0.04365487926189311]], [[0.08266073848820363]], [[0.11766646921043886]], [[0.14752398153017715]], [[0.17457603748161118]], [[0.198882310421072]], [[0.22020150187644663]], [[0.23826479610342483]], [[0.25392509928573226]], [[0.2675323151615092]], [[0.27930843072643763]], [[0.2893494473434235]], [[0.2979025863338945]], [[0.30464340458043315]], [[0.30997591204202807]], [[0.314133478820555]], [[0.31718904694519884]], [[0.31943021015055667]], [[0.3205879203508209]], [[0.32111448838578804]], [[0.3207166556660687]], [[0.3198252424438285]], [[0.3180511003241212]], [[0.31576424028508193]], [[0.3128609070373913]], [[0.30946476906761605]], [[0.3056190599330303]], [[0.3013396849390237]], [[0.2967328679814858]], [[0.29180310556268674]], [[0.28662073006169014]], [[0.28117714190255605]], [[0.27546769514317243]], [[0.26948946966029996]], [[0.26323070391685555]], [[0.2566863534130705]], [[0.2498514250497506]], [[0.24271408794322932]], [[0.2352738806876195]], [[0.22751897539273477]], [[0.219444364200091]], [[0.21104504035384813]], [[0.20230917409338167]], [[0.19323630621958215]], [[0.18381460661757665]], [[0.1740390721836807]], [[0.1639046850258106]], [[0.15339963447565766]], [[0.14252343821646302]], [[0.13126428421863265]], [[0.1289418492492133]], [[0.12660025216784423]], [[0.12424114818772765]], [[0.12186619252206607]], [[0.11947704038406164]], [[0.11707534698691684]], [[0.11466276754383384]], [[0.11224095726801504]], [[0.10979924559817437]], [[0.10732877205486578]], [[0.10484595763152094]], [[0.10234671185129879]], [[0.09983093154168948]], [[0.09731269256862987]], [[0.0947420281344122]], [[0.0921211173540087]], [[0.08905064428279535]], [[0.08534370430046537]], [[0.07976152840434911]], [[0.0705379099525098]], [[0.059311516609300896]], [[0.04761570965950134]], [[0.035756891321455014]], [[0.02446613738557673]], [[0.0193770289550427]], [[0.015050618193539375]], [[0.011267098435427215]], [[0.007946662559829952]], [[0.005052799622903264]], [[0.0025331984345727107]], [[0.00038815635659479245]], [[-0.008446111444082801]], [[-0.019815553348047663]], [[-0.03287844333258682]], [[-0.04399936468206014]], [[-0.05259194009217281]], [[-0.0526767665686453]], [[-0.026841507344746916]], [[-0.014251623499878026]], [[-0.012874802089967927]], [[-0.013385634078442864]], [[-0.013823177074005205]], [[-0.014362877907391965]], [[-0.017876241504279317]], [[-0.018752310599160875]], [[-0.014349023120606642]], [[-0.012150036542072633]], [[-0.011199393001085233]], [[-0.013483954513126475]], [[-0.017082661089373525]], [[-0.022005720574598545]], [[-0.026334748140732347]], [[-0.03323648749954181]], [[-0.03793874034166618]], [[-0.0400191086397464]], [[-0.040392311181470054]], [[-0.039757334194736996]], [[-0.038666804442458104]], [[-0.03747700125975367]], [[-0.03603587542444813]], [[-0.034795939647443916]], [[-0.03364637927739968]], [[-0.032758454218486326]], [[-0.03228761242038951]], [[-0.03181850888644484]], [[-0.031425370857860416]], [[-0.03179116557058677]], [[-0.0337208700233286]], [[-0.037213090632192206]], [[-0.04286622492937961]], [[-0.051912040613538005]], [[-0.06657048832182952]], [[-0.07470796691586741]], [[-0.08221117947624482]], [[-0.08521183109730349]], [[-0.0890037983456404]], [[-0.09352761620444251]], [[-0.09849391740051813]], [[-0.1035630867498365]], [[-0.10732986758079396]], [[-0.11017557314134543]], [[-0.11323230218111943]], [[-0.11637197427939491]], [[-0.1194887519561771]], [[-0.12245073226020023]], [[-0.1252802337963673]], [[-0.1279754846037111]], [[-0.1305787990757895]], [[-0.13310630464528947]], [[-0.13559286072891732]], [[-0.1380594625978225]], [[-0.14052452411097152]], [[-0.14299052584552596]], [[-0.14545739599899604]], [[-0.1479239936490006]], [[-0.15038963407425887]], [[-0.1528544709381156]], [[-0.15531787450586113]], [[-0.15777886230630217]], [[-0.16991594193594137]], [[-0.1819267828196343]], [[-0.1937770520721746]], [[-0.20537912910976053]], [[-0.21669724466665805]], [[-0.2276706483558904]], [[-0.23822408090805233]], [[-0.2483371999579922]], [[-0.2579166648016183]], [[-0.26698697995782583]], [[-0.27555259549970684]], [[-0.28363881825929305]], [[-0.2912737289390215]], [[-0.2984730810620399]], [[-0.3052651383058659]], [[-0.311669916295798]], [[-0.31770990260797494]], [[-0.323410070758508]], [[-0.3287900840840584]], [[-0.33387525590069506]], [[-0.3386923728314247]], [[-0.3432451057492602]], [[-0.3475516014475399]], [[-0.35149098496078784]], [[-0.35502006001483327]], [[-0.3580707636560423]], [[-0.3604799529659305]], [[-0.362352182805675]], [[-0.3631889142338423]], [[-0.36353890819222123]], [[-0.3628062491069702]], [[-0.3612606127314151]], [[-0.35844429581365406]], [[-0.354634712771669]], [[-0.3495205968615859]], [[-0.3431109553669766]], [[-0.3352667668666544]], [[-0.3257106261189996]], [[-0.31442176699671376]], [[-0.30111067013320325]], [[-0.2856598952638502]], [[-0.2679491175414043]], [[-0.2476883149052171]], [[-0.22381712730644754]], [[-0.19666147479915377]], [[-0.16641681508372638]], [[-0.1329335521822446]], [[-0.09352283111954279]], [[-0.04933998996860265]], [[0.00017846327256128974]]], [[[0.00029996199543164093]], [[0.05568714545651428]], [[0.10536115221613516]], [[0.14993744270991194]], [[0.18792262420708147]], [[0.22232879121319862]], [[0.25320850611617574]], [[0.2802305877282251]], [[0.30307190284897906]], [[0.32278824400894246]], [[0.33983487822436764]], [[0.3544824840440215]], [[0.36686657588539895]], [[0.3773262927876343]], [[0.3855710711734561]], [[0.39207679731559497]], [[0.39710124386747286]], [[0.40074705727993504]], [[0.40339275890699633]], [[0.40463656138949383]], [[0.40517675007186216]], [[0.4045590189280487]], [[0.4032555680267627]], [[0.40088868322021975]], [[0.3978693036512542]], [[0.39407402269815]], [[0.389651630397138]], [[0.3846553670324155]], [[0.3791026062575997]], [[0.3731233570645972]], [[0.3667217454315038]], [[0.3599833155267754]], [[0.3529023156305865]], [[0.3454745477838031]], [[0.3377034456792102]], [[0.32957661050184767]], [[0.32109297774749446]], [[0.3122507452463386]], [[0.30303849342572603]], [[0.2934611978719048]], [[0.2835073823379996]], [[0.2731755930825373]], [[0.2624638491849636]], [[0.25136137387556573]], [[0.23987231121888236]], [[0.2279858434185023]], [[0.2157002431220982]], [[0.2030133892813819]], [[0.18991498629960443]], [[0.17640855746636872]], [[0.1624837762218975]], [[0.15961885861827915]], [[0.15673318838045475]], [[0.15382857900390903]], [[0.1509068439841267]], [[0.14796979681659236]], [[0.1450192509967908]], [[0.1420570200202066]], [[0.13908491738232437]], [[0.13609151560885588]], [[0.13306731407905592]], [[0.13002996068200945]], [[0.12697509365032378]], [[0.12390262409658499]], [[0.12082231257980156]], [[0.11769962233708132]], [[0.11453664781284706]], [[0.11105613105170413]], [[0.10713114383849097]], [[0.10174735266466514]], [[0.09334738056304885]], [[0.083471477131116]], [[0.07329436552548038]], [[0.06304568332718295]], [[0.05319309281590014]], [[0.044835896400612495]], [[0.03684786750736012]], [[0.029199302891133132]], [[0.02182842420452868]], [[0.014751856959871353]], [[0.007915529634866431]], [[0.0013151958228515878]], [[-0.009411447614719836]], [[-0.022080343543476523]], [[-0.0366362377677315]], [[-0.049028208842339244]], [[-0.05860286031162104]], [[-0.0586973819083283]], [[-0.04567798489546391]], [[-0.03582873021747608]], [[-0.03403102022732114]], [[-0.03529417057737296]], [[-0.03610199641951192]], [[-0.03693778118334121]], [[-0.040790056124722536]], [[-0.041462529517276435]], [[-0.03581659953644167]], [[-0.03229459406706554]], [[-0.030724981571030104]], [[-0.03571550401666657]], [[-0.04273131145265914]], [[-0.051155669293834846]], [[-0.05804795682265031]], [[-0.06424506776654633]], [[-0.06870040659362678]], [[-0.07135838397253573]], [[-0.0728015593775151]], [[-0.07347638285004825]], [[-0.07372610387247364]], [[-0.07378889004048297]], [[-0.0735024976740404]], [[-0.07315106856833783]], [[-0.07257859489196666]], [[-0.07189919845841657]], [[-0.07107597112043626]], [[-0.07009015372106354]], [[-0.06905116727553699]], [[-0.06827516793576337]], [[-0.06812831237847407]], [[-0.06887189078462569]], [[-0.07101793493662752]], [[-0.07562002011217857]], [[-0.08476672711892959]], [[-0.08806933064888141]], [[-0.09160738809894199]], [[-0.09495099488516345]], [[-0.09917635958118087]], [[-0.1042172207015344]], [[-0.10975113815635693]], [[-0.11539968093217798]], [[-0.12060648986329338]], [[-0.1253798605637087]], [[-0.12997033685774226]], [[-0.13436097163290703]], [[-0.1385764067826385]], [[-0.142592007501791]], [[-0.14643960339927578]], [[-0.15013601086194414]], [[-0.15371876262775927]], [[-0.15720447211240307]], [[-0.1606281907383635]], [[-0.1640115186379463]], [[-0.167373899999131]], [[-0.1707128963069733]], [[-0.17403657069352507]], [[-0.1773427689322191]], [[-0.18062847312291402]], [[-0.18389452761138556]], [[-0.1871414115268861]], [[-0.19036870058573518]], [[-0.20605831860604978]], [[-0.2212554361566085]], [[-0.23599271412128442]], [[-0.2502281270531641]], [[-0.26397076220881316]], [[-0.27721507252595834]], [[-0.28994978959133794]], [[-0.30218496737164313]], [[-0.3138989955275308]], [[-0.32511095036100346]], [[-0.3358258341399334]], [[-0.3460524751305991]], [[-0.35581118074129003]], [[-0.3651017547902258]], [[-0.37394449923900946]], [[-0.38234743377575636]], [[-0.3903185194325959]], [[-0.39787813459130533]], [[-0.40502599195220584]], [[-0.41178247351892827]], [[-0.41816169449406915]], [[-0.42415064033996536]], [[-0.4297690305312227]], [[-0.4348721360315413]], [[-0.4394185655654001]], [[-0.4433331356752875]], [[-0.4464256627233103]], [[-0.4488311089792201]], [[-0.4499768109195209]], [[-0.4504761841429937]], [[-0.44965113658066913]], [[-0.447880236384863]], [[-0.44454804696020384]], [[-0.44003165500204594]], [[-0.43395274859687627]], [[-0.42632872240634434]], [[-0.41695837739163033]], [[-0.4054714072570244]], [[-0.39180580518525726]], [[-0.3755725764769615]], [[-0.3565876021555364]], [[-0.33468843785389096]], [[-0.30947517586384854]], [[-0.2796973104382539]], [[-0.24573542182966535]], [[-0.2078857209798944]], [[-0.16601938346625267]], [[-0.11677544546641846]], [[-0.061576170061833135]], [[0.00029996199543164126]]], [[[0.0003717728222645991]], [[0.05789738210232562]], [[0.10945339499891017]], [[0.15571463851440745]], [[0.1950971719254484]], [[0.23075825072695905]], [[0.262726946581307]], [[0.29063410829720965]], [[0.3141637159770965]], [[0.33437892214721293]], [[0.3517625151039274]], [[0.3665818947899522]], [[0.37899182528842307]], [[0.389370707570889]], [[0.39771138680966706]], [[0.40437421294369574]], [[0.40951024930757635]], [[0.4132274020436169]], [[0.41591896290212005]], [[0.4171584714645442]], [[0.41769089069794735]], [[0.4170312945637259]], [[0.41565241137386744]], [[0.4131871660804068]], [[0.41004817895022355]], [[0.4061097102976901]], [[0.40152371779340745]], [[0.3963448279084265]], [[0.3905904201454162]], [[0.38439372687700435]], [[0.3777586966286543]], [[0.3707728854302203]], [[0.3634313673639662]], [[0.3557301420350389]], [[0.3476741506778458]], [[0.3392510922004626]], [[0.3304609130472182]], [[0.3213026412665217]], [[0.3117651956107836]], [[0.3018548001712922]], [[0.2915603035374455]], [[0.28088116560287474]], [[0.26981619874617396]], [[0.25835511106148984]], [[0.2465031054251012]], [[0.23424983968538593]], [[0.2215944363781025]], [[0.2085355399622253]], [[0.19506344495062444]], [[0.18118260605989644]], [[0.1668832796729305]], [[0.16394278248459876]], [[0.160981566656238]], [[0.15800144742345576]], [[0.15500424001248336]], [[0.1519917596425697]], [[0.1489658215288009]], [[0.14592824088525705]], [[0.14288083292839113]], [[0.13981221825115037]], [[0.13671293477001636]], [[0.1336005707568113]], [[0.13047078707359794]], [[0.1273234990971622]], [[0.12416719165510859]], [[0.12097187339808739]], [[0.11773957337900537]], [[0.11422907032269765]], [[0.110330935835018]], [[0.10578803297723441]], [[0.10052612887098446]], [[0.0942994716740756]], [[0.08731324470120562]], [[0.07955417185990621]], [[0.07122809556460198]], [[0.0623805819274038]], [[0.05306612106469065]], [[0.04341245311971437]], [[0.03344212663561271]], [[0.023267444580116745]], [[0.012872477879291647]], [[0.002246738170407966]], [[-0.009407663866851539]], [[-0.022137786301330946]], [[-0.03676330655484825]], [[-0.049219465877594966]], [[-0.05885015017289138]], [[-0.05897027395319023]], [[-0.05688905032719122]], [[-0.05238773085299915]], [[-0.05112763060699983]], [[-0.05295707659850404]], [[-0.053894726912143504]], [[-0.05468385920282713]], [[-0.056232495299903915]], [[-0.055965767536880574]], [[-0.05214543872584282]], [[-0.04864366454411193]], [[-0.047026018869875466]], [[-0.0537007793517007]], [[-0.06229001494740237]], [[-0.07137213497375511]], [[-0.07818811424315338]], [[-0.08346838600628377]], [[-0.08747644715361443]], [[-0.09038875960804249]], [[-0.09255410772288268]], [[-0.0941788718524579]], [[-0.09540624027965094]], [[-0.09636843037858887]], [[-0.09690345155697314]], [[-0.0971715648888003]], [[-0.09700105692345862]], [[-0.09656197614954662]], [[-0.0956541870966043]], [[-0.0943729530630018]], [[-0.09281520777966144]], [[-0.09116507439945734]], [[-0.08960507695099781]], [[-0.08832507416451363]], [[-0.08750568358127801]], [[-0.0873579203500535]], [[-0.08796634580497477]], [[-0.08956443654404311]], [[-0.09203913700216196]], [[-0.09539266655372233]], [[-0.09963482626724719]], [[-0.10470017123800376]], [[-0.11026334868196244]], [[-0.11594251780811635]], [[-0.12140165344543234]], [[-0.12655621799917846]], [[-0.13143345684479538]], [[-0.13604449415351294]], [[-0.14044600054740963]], [[-0.14464060888076283]], [[-0.14866185685338204]], [[-0.1525308461341239]], [[-0.15628313384238546]], [[-0.15993510800508362]], [[-0.16352113667198018]], [[-0.1670625202005311]], [[-0.17057855409809478]], [[-0.17406562385402796]], [[-0.17753365331469795]], [[-0.18098028046823564]], [[-0.18440196845806256]], [[-0.18779971627767128]], [[-0.19117426962189374]], [[-0.19452535227605044]], [[-0.21077368291489743]], [[-0.22644843865823058]], [[-0.24159830789714415]], [[-0.2561935138103529]], [[-0.27025414172286705]], [[-0.2837885285423696]], [[-0.2968016008828482]], [[-0.3093107840997664]], [[-0.32131280894808667]], [[-0.3328249999002631]], [[-0.3438523925870102]], [[-0.3543995211807369]], [[-0.36448433069121194]], [[-0.37410265101848517]], [[-0.3832723748450554]], [[-0.39199836264515936]], [[-0.4002847863028874]], [[-0.40815045298467495]], [[-0.41559010550254527]], [[-0.4226224707231489]], [[-0.42925820899537676]], [[-0.4354804157943935]], [[-0.44130879143892204]], [[-0.4465956768678711]], [[-0.45130099451598793]], [[-0.4553493535190864]], [[-0.4585477937307455]], [[-0.4610360456707809]], [[-0.4622349056277932]], [[-0.46276111730657477]], [[-0.4619302397297014]], [[-0.460140101985553]], [[-0.4567487668091667]], [[-0.4521503131511741]], [[-0.4459575999208517]], [[-0.43818975077685296]], [[-0.4286342564977865]], [[-0.41690536588519794]], [[-0.40293207991213764]], [[-0.3863087091747654]], [[-0.3668383455642925]], [[-0.344352350677954]], [[-0.31843015346726744]], [[-0.28779918042864083]], [[-0.25284828097343187]], [[-0.2138914491001002]], [[-0.17080772861463547]], [[-0.1201386433915796]], [[-0.06334335821193761]], [[0.0003717728222645926]]], [[[0.0004020999948304102]], [[0.057992251222120234]], [[0.10961362086488534]], [[0.15593265428801398]], [[0.1953567257775744]], [[0.23105395200113016]], [[0.26305326524613665]], [[0.2911381813234179]], [[0.31465659226739673]], [[0.33483112402531584]], [[0.35214900581874176]], [[0.36687397801842314]], [[0.3791658894088033]], [[0.3894125422334954]], [[0.3976545136335922]], [[0.4042353886813614]], [[0.4092906943845297]], [[0.41293211408769476]], [[0.41555808039798386]], [[0.4167213561021896]], [[0.41721010806551084]], [[0.41651106433522234]], [[0.4150714838251858]], [[0.41256420592660337]], [[0.40938188039492346]], [[0.40540153882695185]], [[0.4007724128822073]], [[0.39554859019654576]], [[0.3897464565128666]], [[0.3834976466721486]], [[0.3768055117683588]], [[0.3697563249181165]], [[0.3623468640864684]], [[0.35457362173837703]], [[0.3464440668391232]], [[0.33794676533822865]], [[0.329083601450909]], [[0.31985527034873457]], [[0.31025201409551056]], [[0.3002821642128705]], [[0.28993590986321444]], [[0.27921459989843267]], [[0.2681187517791048]], [[0.25663972002090696]], [[0.24478457888378113]], [[0.23254462715836996]], [[0.21992071934497287]], [[0.20691348150674316]], [[0.1935151089906728]], [[0.17973367255487674]], [[0.16556121205958682]], [[0.16264998588741605]], [[0.15971939288246328]], [[0.15677111941462127]], [[0.15380684962792915]], [[0.1508282660089531]], [[0.14783705005602765]], [[0.14483488302870054]], [[0.14182344674978029]], [[0.13879211403899766]], [[0.13573234396456144]], [[0.13266063982374748]], [[0.1295729353208316]], [[0.12646889571241787]], [[0.1233536586199467]], [[0.12020712275197026]], [[0.11703082299695695]], [[0.11366138739073539]], [[0.11002311125496951]], [[0.1060578144521761]], [[0.10201323622875025]], [[0.09750475351080429]], [[0.09249457651108939]], [[0.0869276363659844]], [[0.08080039469173533]], [[0.07410441269211 | moment coefficients, spanwise
sse_tune.tune_rosco.rotor_inertia | intermediate | kg*m**2 | 35590815.605 | Rotor inertia
sse_tune.tune_rosco.R | intermediate | m | 63 | Rotor Radius
sse_tune.tune_rosco.rated_rotor_speed | intermediate | rad/s | 1.2698 | Rated rotor speed
sse_tune.tune_rosco.rated_torque | intermediate | N*m | 4299236.781 | rotor aerodynamic torque at rated
sse_tune.tune_rosco.v_rated | intermediate | m/s | 11.7536 | Rated wind speed
sse_tune.tune_rosco.flap_freq | intermediate | Hz | 0.92 | Blade flapwise first natural frequency
sse_tune.tune_rosco.edge_freq | intermediate | Hz | 1.1071 | Blade edgewise first natural frequency
sse_tune.tune_rosco.generator_efficiency | intermediate |  | 0.91586 | Generator efficiency
sse_tune.tune_rosco.TowerHt | intermediate | m | 77.7 | Tower height
sse_tune.tune_rosco.Cp_table | intermediate |  | [[0.007905770890530869, 0.02092877926123094, 0.03755652776164071, 0.05612042054736052, 0.07261697719095161, 0.0839088248950807, 0.08747118363977596, 0.08356997411324793, 0.07325293386358442, 0.05538543819548366], [0.06282374836755228, 0.11047988612395998, 0.14753029266615583, 0.1685231227998694, 0.17088718150440357, 0.15397832537098785, 0.11989256863677299, 0.0683934619987047, 0.006777290810390654, -0.055351652650777454], [0.17757547403504997, 0.24245013370752336, 0.28014592453077436, 0.2719078268273721, 0.22405502216509376, 0.1494384724361514, 0.049864128143369095, -0.0609531346784195, -0.16686474340737992, -0.26848250149507685], [0.30854936074182054, 0.39362007325100135, 0.38500102854189305, 0.3164505750091018, 0.21377602308987537, 0.06886089915674402, -0.10139132065301831, -0.2714931024996587, -0.43037375063075084, -0.5960892409783943], [0.43782487306159296, 0.48066982053054014, 0.42583157339364486, 0.32522734501860895, 0.15648376722776772, -0.07137333878534137, -0.3241910100275699, -0.558715841958895, -0.8301140067862591, -1.0589259346018862], [0.43987639050314536, 0.4797271584294734, 0.4458811731508253, 0.30937055407798625, 0.058651233300958575, -0.2711798634051552, -0.6222068466476678, -0.9533001869108231, -1.3774356732177957, -1.6988531721271827], [0.3835994125275982, 0.4479339847516684, 0.4536202796293773, 0.27070098615929417, -0.08087645265156664, -0.5357815961492376, -1.0033660881493673, -1.4985356507386574, -2.0961608987758606, -2.556313226243372], [0.299710899114709, 0.414783499654219, 0.4493853827254136, 0.20929037195099498, -0.26600963804871425, -0.8722252496337746, -1.4778592466616647, -2.213365023758826, -3.0139143351589515, -3.6702303435980435], [0.19694358603001566, 0.3772466041227533, 0.4319336977383338, 0.1235979196305892, -0.5015746347739105, -1.288266913324502, -2.060207831594975, -3.1116641147382627, -4.159459828848431, -5.076384062181489], [0.0913794055219996, 0.33257586786879056, 0.40140355554529483, 0.011375434451049231, -0.7927989944170251, -1.7917306645202447, -2.769149012679321, -4.209883920685912, -5.561694361073077, -6.808712032899272]] | table of aero power coefficient
sse_tune.tune_rosco.Ct_table | intermediate |  | [[0.12931518580789095, 0.12969339619202921, 0.13338637127284436, 0.13839307059057462, 0.14026933171768272, 0.13609836433966918, 0.12585010480786837, 0.11218815400139134, 0.09429416342352186, 0.07007042142388945], [0.24515100185843056, 0.2591309846382983, 0.25940626698806174, 0.2450578250873814, 0.222879481684715, 0.19132745070593746, 0.14441935315900914, 0.08485631067856299, 0.020214344698444717, -0.042449116016166175], [0.4298475632730373, 0.4170901509710323, 0.3893887927398561, 0.3454398686506571, 0.2726260194172053, 0.1768104375688426, 0.06859423499391025, -0.04139148148210702, -0.1421856067481958, -0.21439918311519246], [0.6259600452469856, 0.5898652331667433, 0.515259557248455, 0.3995474320101101, 0.254947203658459, 0.09295668193908066, -0.07288532828557187, -0.22735211155411253, -0.3444510550664554, -0.3823387024560811], [0.8408346479027338, 0.7426857046544045, 0.5952294153823665, 0.4089151279216339, 0.19293932196145705, -0.037099328660375165, -0.26197799579475, -0.45407133228575536, -0.5602918579696693, -0.5450920785568689], [1.0041242409659514, 0.8490532851767632, 0.6468625525112005, 0.3906916967210955, 0.09864551643478789, -0.20510416395524236, -0.4913868238608879, -0.7111686531976851, -0.7863677179984099, -0.7171755233038007], [1.1488234312494752, 0.9294781373879835, 0.6809102434213581, 0.3518178515074341, -0.023345554314714682, -0.4079231037107593, -0.7574262365482375, -0.9949265807531373, -1.026052137129246, -0.9089424042075207], [1.292701222899629, 1.0035841510966321, 0.7015306758782355, 0.2955627987393394, -0.1712548796862788, -0.644133865249078, -1.0578964218648599, -1.3050653283948983, -1.2831319453069205, -1.1262189702422607], [1.438561685865097, 1.0748353574255827, 0.7109649700687394, 0.22327894023573977, -0.34417279011075774, -0.9124436115899287, -1.3919056517978465, -1.6413567469406174, -1.5610858391384894, -1.3710115719687948], [1.5694589652760533, 1.1447490452426519, 0.7108979032534982, 0.13573901498404828, -0.5412938620502908, -1.2122869946208557, -1.759200552823426, -2.0041470428794903, -1.8625502335106023, -1.6434389709431554]] | table of aero thrust coefficient
sse_tune.tune_rosco.Cq_table | intermediate |  | [[0.003956650742391487, 0.010474357421675351, 0.018796151002519614, 0.028086938857284038, 0.036343074026714044, 0.04199437586940049, 0.04377725189338767, 0.04182478909335257, 0.036661355251371756, 0.02771909762984834], [0.020212582740794027, 0.035545218130082226, 0.04746562127815322, 0.054219744154722534, 0.05498034398219434, 0.04954017744438602, 0.038573605150066574, 0.02200455314271201, 0.002180489939282197, -0.017808549921248844], [0.042097410587123324, 0.057477097448569874, 0.06641355217192593, 0.06446056523292717, 0.053116210520881085, 0.03542703611431981, 0.011821174559308837, -0.01445001992011114, -0.03955824222859141, -0.06364853120800523], [0.05790811266927405, 0.07387406506338433, 0.07225645480188005, 0.05939100151698956, 0.04012118515272602, 0.012923717285588186, -0.01902898131419034, -0.05095344592736375, -0.0807719438520478, -0.11187319540876402], [0.06800305662879956, 0.0746577433957135, 0.06614025465781401, 0.05051438353851419, 0.024305093518021195, -0.011085722849106526, -0.05035341975728991, -0.08677986879652023, -0.12893349209948676, -0.16447261160127422], [0.05827439013072263, 0.06355378053967692, 0.05906989781018877, 0.040985105708167095, 0.007770057508925686, -0.03592564069554238, -0.08242934903161993, -0.12629226801690527, -0.1824813186933124, -0.22506239176445925], [0.04430363167248543, 0.051733922487691146, 0.052390658409634264, 0.03126448162460911, -0.009340787426243589, -0.06187984057713956, -0.11588328905178902, -0.1730726621319767, -0.24209510586502883, -0.2952401800324478], [0.030681448662188568, 0.04246144764222645, 0.04600364748280545, 0.021425086046160616, -0.027231445628259583, -0.08928982662142333, -0.15128866764713944, -0.22658250183003578, -0.30853485215104515, -0.37572201811189854], [0.018103884194560788, 0.034678097273951124, 0.039705165327859115, 0.011361641517687157, -0.04610685367276734, -0.11842292242488425, -0.18938298398932452, -0.2860372755526367, -0.3823550721876415, -0.4666426109192567], [0.007622204035176512, 0.02774105508337471, 0.03348215917288881, 0.0009488558376952772, -0.06612951419206275, -0.14945311389411256, -0.23098222906875726, -0.35115783501296194, -0.4639160099502257, -0.5679331358642447]] | table of aero torque coefficient
sse_tune.tune_rosco.pitch_vector | intermediate | rad | [-0.08726646259971647, -0.01939254724438144, 0.0484813681109536, 0.11635528346628862, 0.18422919882162367, 0.2521031141769587, 0.31997702953229373, 0.3878509448876288, 0.4557248602429638, 0.5235987755982988] | Pitch vector used
sse_tune.tune_rosco.tsr_vector | intermediate |  | [2.0, 3.111111111111111, 4.222222222222222, 5.333333333333334, 6.444444444444445, 7.555555555555555, 8.666666666666668, 9.777777777777779, 10.88888888888889, 12.0] | TSR vector used
sse_tune.tune_rosco.U_vector | intermediate | m/s | 3 | Wind speed vector used
sse_tune.airfoils_UserProp | intermediate | deg | [[[0.0]], [[0.0]], [[0.0]], [[0.0]], [[0.0]], [[0.0]], [[0.0]], [[0.0]], [[0.0]], [[0.0]], [[0.0]], [[0.0]], [[0.0]], [[0.0]], [[0.0]], [[0.0]], [[0.0]], [[0.0]], [[0.0]], [[0.0]], [[0.0]], [[0.0]], [[0.0]], [[0.0]], [[0.0]], [[0.0]], [[0.0]], [[0.0]], [[0.0]], [[0.0]]] | Airfoil control paremeter (i.e. flap angle)
sse_tune.tune_rosco.twr_freq | intermediate | Hz | 0.56022 | Tower natural frequency
stall_check_of.s | intermediate |  | [0.0, 0.034482758620689655, 0.06896551724137931, 0.10344827586206896, 0.13793103448275862, 0.1724137931034483, 0.20689655172413793, 0.24137931034482757, 0.27586206896551724, 0.3103448275862069, 0.3448275862068966, 0.3793103448275862, 0.41379310344827586, 0.4482758620689655, 0.48275862068965514, 0.5172413793103449, 0.5517241379310345, 0.5862068965517241, 0.6206896551724138, 0.6551724137931034, 0.6896551724137931, 0.7241379310344828, 0.7586206896551724, 0.7931034482758621, 0.8275862068965517, 0.8620689655172413, 0.896551724137931, 0.9310344827586207, 0.9655172413793103, 1.0] | 1D array of the non-dimensional spanwise grid defined along blade axis (0-blade root, 1-blade tip)
stall_check_of.aoa_along_span | intermediate | deg | [53.49430425926101, 47.10328158023936, 40.31436761806338, 33.60694885253906, 27.46041176347234, 22.35414283066918, 18.767528533935547, 16.457644989763075, 14.708643122048208, 13.290521621704102, 12.025860143572721, 10.950629017878521, 10.154912948608398, 9.580511939098612, 9.125578239090851, 8.814724922180176, 8.591350420215583, 8.41810219680213, 8.348466873168945, 8.359823262249982, 8.380913699114764, 8.3922700881958, 8.38453162685276, 8.365399512487803, 8.340998649597168, 8.30732764849581, 8.259323362093093, 8.201518058776855, 8.138444006934938, 8.074633474955183] | Angle of attack along blade span
stall_check_of.airfoils_cl | intermediate |  | [[[[-3.2526065174565133e-19]], [[3.469446951953614e-18]], [[-1.3877787807814457e-17]], [[3.469446951953614e-18]], [[-5.551115123125783e-17]], [[3.122502256758253e-17]], [[-5.551115123125783e-17]], [[1.1102230246251565e-16]], [[4.163336342344337e-17]], [[-6.938893903907228e-17]], [[-9.020562075079397e-17]], [[-5.551115123125783e-17]], [[-6.938893903907228e-17]], [[-8.326672684688674e-17]], [[-3.469446951953614e-17]], [[-6.938893903907228e-17]], [[-5.551115123125783e-17]], [[-7.632783294297951e-17]], [[0.0]], [[-3.469446951953614e-17]], [[-4.163336342344337e-17]], [[-6.938893903907228e-18]], [[0.0]], [[-2.0816681711721685e-17]], [[-2.168404344971009e-17]], [[3.469446951953614e-18]], [[1.3877787807814457e-17]], [[2.0816681711721685e-17]], [[-1.734723475976807e-18]], [[1.3877787807814457e-17]], [[0.0]], [[2.7755575615628914e-17]], [[0.0]], [[2.7755575615628914e-17]], [[2.7755575615628914e-17]], [[2.7755575615628914e-17]], [[8.326672684688674e-17]], [[5.551115123125783e-17]], [[0.0]], [[6.938893903907228e-17]], [[6.938893903907228e-17]], [[5.551115123125783e-17]], [[9.020562075079397e-17]], [[4.5102810375396984e-17]], [[4.336808689942018e-17]], [[9.020562075079397e-17]], [[-2.636779683484747e-16]], [[9.020562075079397e-17]], [[6.591949208711867e-17]], [[-2.2551405187698492e-17]], [[1.1188966420050406e-16]], [[6.765421556309548e-17]], [[-2.0816681711721685e-17]], [[-9.020562075079397e-17]], [[-1.734723475976807e-17]], [[9.020562075079397e-17]], [[-4.163336342344337e-17]], [[1.0061396160665481e-16]], [[-6.938893903907228e-18]], [[-6.938893903907228e-18]], [[9.020562075079397e-17]], [[1.249000902703301e-16]], [[3.469446951953614e-17]], [[-4.85722573273506e-17]], [[2.7755575615628914e-17]], [[2.0816681711721685e-17]], [[6.245004513516506e-17]], [[8.326672684688674e-17]], [[3.469446951953614e-17]], [[-6.938893903907228e-18]], [[1.0408340855860843e-16]], [[6.938893903907228e-18]], [[6.938893903907228e-18]], [[-2.0816681711721685e-17]], [[0.0]], [[-2.0816681711721685e-17]], [[0.0]], [[0.0]], [[0.0]], [[0.0]], [[-1.3877787807814457e-17]], [[-2.0816681711721685e-17]], [[2.2551405187698492e-17]], [[-2.7755575615628914e-17]], [[0.0]], [[-1.3877787807814457e-17]], [[2.7755575615628914e-17]], [[5.551115123125783e-17]], [[4.163336342344337e-17]], [[-2.7755575615628914e-17]], [[1.3877787807814457e-17]], [[-4.163336342344337e-17]], [[2.0816681711721685e-17]], [[1.3877787807814457e-17]], [[1.734723475976807e-17]], [[-2.168404344971009e-19]], [[-6.938893903907228e-18]], [[-1.3877787807814457e-17]], [[0.0]], [[-2.7755575615628914e-17]], [[0.0]], [[-1.3877787807814457e-17]], [[4.85722573273506e-17]], [[1.3877787807814457e-17]], [[6.938893903907228e-18]], [[-6.938893903907228e-17]], [[-3.469446951953614e-17]], [[-4.85722573273506e-17]], [[8.326672684688674e-17]], [[2.0816681711721685e-17]], [[1.734723475976807e-17]], [[-1.3314002678121994e-16]], [[1.0408340855860843e-17]], [[9.020562075079397e-17]], [[-8.326672684688674e-17]], [[-8.326672684688674e-17]], [[0.0]], [[1.6653345369377348e-16]], [[-2.7755575615628914e-17]], [[-2.7755575615628914e-17]], [[-9.020562075079397e-17]], [[-2.168404344971009e-19]], [[4.163336342344337e-17]], [[-1.5265566588595902e-16]], [[0.0]], [[9.020562075079397e-17]], [[-9.71445146547012e-17]], [[1.6653345369377348e-16]], [[-1.1102230246251565e-16]], [[0.0]], [[-2.220446049250313e-16]], [[0.0]], [[-2.220446049250313e-16]], [[-2.220446049250313e-16]], [[0.0]], [[-4.440892098500626e-16]], [[-2.220446049250313e-16]], [[-4.440892098500626e-16]], [[-2.220446049250313e-16]], [[0.0]], [[-2.220446049250313e-16]], [[-2.220446049250313e-16]], [[2.220446049250313e-16]], [[-2.220446049250313e-16]], [[-4.440892098500626e-16]], [[-2.220446049250313e-16]], [[-2.220446049250313e-16]], [[-4.440892098500626e-16]], [[-2.220446049250313e-16]], [[0.0]], [[-4.440892098500626e-16]], [[-2.220446049250313e-16]], [[-4.440892098500626e-16]], [[-4.440892098500626e-16]], [[0.0]], [[-2.220446049250313e-16]], [[0.0]], [[0.0]], [[0.0]], [[-2.220446049250313e-16]], [[-2.220446049250313e-16]], [[-2.220446049250313e-16]], [[-1.1102230246251565e-16]], [[-1.1102230246251565e-16]], [[-1.1102230246251565e-16]], [[-1.1102230246251565e-16]], [[0.0]], [[0.0]], [[-5.551115123125783e-17]], [[0.0]], [[0.0]], [[2.6020852139652106e-18]], [[8.673617379884035e-18]], [[-2.7755575615628914e-17]], [[3.469446951953614e-18]], [[2.233456475320139e-17]], [[-1.0408340855860843e-17]], [[1.0408340855860843e-17]], [[2.7755575615628914e-17]], [[9.020562075079397e-17]], [[6.938893903907228e-18]], [[4.85722573273506e-17]], [[4.85722573273506e-17]], [[1.0408340855860843e-16]], [[7.632783294297951e-17]], [[-1.3877787807814457e-17]], [[-8.326672684688674e-17]], [[-6.938893903907228e-18]], [[1.0408340855860843e-16]], [[1.0408340855860843e-16]], [[3.469446951953614e-17]], [[7.979727989493313e-17]], [[-5.204170427930421e-17]], [[5.898059818321144e-17]], [[6.591949208711867e-17]], [[3.469446951953614e-18]], [[3.469446951953614e-17]], [[3.382710778154774e-17]], [[-1.734723475976807e-18]], [[-3.577867169202165e-18]]], [[[3.6286464151860133e-06]], [[0.0034333523603505035]], [[0.006982054591597528]], [[0.010135367843197227]], [[0.012715139123400988]], [[0.015019166839764207]], [[0.01699725515574055]], [[0.018572064835236688]], [[0.019785365861451]], [[0.020643025000632916]], [[0.021191010795397154]], [[0.021403647500243712]], [[0.021425243343048822]], [[0.021105894014364475]], [[0.020572952457240633]], [[0.019784936528533602]], [[0.018787429406339262]], [[0.017594560466258624]], [[0.016206481305985822]], [[0.014664316064071897]], [[0.012965199068566538]], [[0.011135002761043889]], [[0.009191527308637558]], [[0.007143110941807062]], [[0.0050183338354988045]], [[0.0028254652016777085]], [[0.0005862537230250028]], [[3.53057736847788e-05]], [[4.695365700991064e-06]], [[-0.0023101149818390704]], [[-0.005989190295661695]], [[-0.009649576858093228]], [[-0.012980552499139292]], [[-0.015123405090382347]], [[-0.01717864837943403]], [[-0.019137350976026285]], [[-0.020981587765348836]], [[-0.0226876691611749]], [[-0.024254440023693313]], [[-0.02564587242517581]], [[-0.026859047627393884]], [[-0.027879334288537325]], [[-0.028666042449640293]], [[-0.029253323064671422]], [[-0.029576870735660628]], [[-0.029605800971204084]], [[-0.02918868111843538]], [[-0.028958730216717937]], [[-0.02800488100880659]], [[-0.02677099582015177]], [[-0.025237399500513073]], [[-0.024885200086627188]], [[-0.02451228866985946]], [[-0.024120861825900355]], [[-0.023713116642889723]], [[-0.023291250696669857]], [[-0.022857462026572257]], [[-0.022413949109601167]], [[-0.02196291083094591]], [[-0.02149269860487095]], [[-0.020992998031044346]], [[-0.02048136746884286]], [[-0.019953485506146167]], [[-0.019408953961385395]], [[-0.01884896466329878]], [[-0.018269498121503275]], [[-0.01767066898283875]], [[-0.01702062198620031]], [[-0.016305151170600586]], [[-0.015490508276009007]], [[-0.014554847900312341]], [[-0.01347680100568218]], [[-0.012224044079785296]], [[-0.010780103427082556]], [[-0.009115236220121448]], [[-0.0072034203816592896]], [[-0.005021812556021396]], [[-0.0025651400292472926]], [[-0.00020256812450927808]], [[-0.00017558778419515808]], [[-0.00015055336779316864]], [[-0.00012764191425871513]], [[-0.00010747540003410751]], [[-8.990661389916832e-05]], [[-7.482496418438622e-05]], [[-6.19127548554671e-05]], [[-5.08498875811253e-05]], [[-4.1358711054012565e-05]], [[-3.317540076862302e-05]], [[-2.6095964485883805e-05]], [[-1.9941726901215318e-05]], [[-1.4587248212086235e-05]], [[-9.944002082519499e-06]], [[-5.9322419856608355e-06]], [[-2.579142942164131e-06]], [[6.247271733056978e-05]], [[0.0017851031126514608]], [[0.003722404582821817]], [[0.005921904841767897]], [[0.008462628268313316]], [[0.011401087861565795]], [[0.01100748743582524]], [[0.01063128450745809]], [[0.011277110037500478]], [[0.012671477768388742]], [[0.014341174302951676]], [[0.016107813344815092]], [[0.017492744661449205]], [[0.018429308143702743]], [[0.018832302214383007]], [[0.01886425778257681]], [[0.01861011503576028]], [[0.018188838655455425]], [[0.01770194260466522]], [[0.017248702842263805]], [[0.01694358678067001]], [[0.01692340082604736]], [[0.017339390395896714]], [[0.018340646254871737]], [[0.020084055296898745]], [[0.02273138013179634]], [[0.026455050946389957]], [[0.03130454137513572]], [[0.037234188837040744]], [[0.04372971327239476]], [[0.050895454653563585]], [[0.05828179174707092]], [[0.06565884846661463]], [[0.07288775364059497]], [[0.07974250579870668]], [[0.08602469833361193]], [[0.08969426580406314]], [[0.09044996763427604]], [[0.09114188187544192]], [[0.09178223697337984]], [[0.09236850406921726]], [[0.09290715231647795]], [[0.09340243722191777]], [[0.09385842190419491]], [[0.09427958305254647]], [[0.09467020319296227]], [[0.09503439546223413]], [[0.09537677646200615]], [[0.0956882749941026]], [[0.09598340400522343]], [[0.09625553011492971]], [[0.09649636115401972]], [[0.09671782714581556]], [[0.09691666174319069]], [[0.09708191340204442]], [[0.0974691215194472]], [[0.09738869220845747]], [[0.09639870845804066]], [[0.09483275858561435]], [[0.09239959241950313]], [[0.08919615949508786]], [[0.0851772304258891]], [[0.08023033937240953]], [[0.07446335518243496]], [[0.06789936118584627]], [[0.06082965837937748]], [[0.053520900271468275]], [[0.046128809422248174]], [[0.039033161306832764]], [[0.032348144712751825]], [[0.0263464971721456]], [[0.020922899791396943]], [[0.016024770982472347]], [[0.011517964886144372]], [[0.007316236279959448]], [[0.0033097240368567815]], [[-1.3903601955795111e-06]], [[-2.9669126199215537e-05]], [[-0.0004976929625990015]], [[-0.0029596241552624393]], [[-0.005341089250064045]], [[-0.00762201466143031]], [[-0.00979717593146191]], [[-0.011839779261324526]], [[-0.01374466050773663]], [[-0.015496645400200668]], [[-0.017071821711378422]], [[-0.01847724717671012]], [[-0.019672717759809867]], [[-0.020661788662012043]], [[-0.02143675739063336]], [[-0.02193795631893574]], [[-0.02223029352001195]], [[-0.02219626260196552]], [[-0.02195280812627482]], [[-0.021386070545867483]], [[-0.020516971992374934]], [[-0.019303835390194788]], [[-0.017742443043099458]], [[-0.015796398100095466]], [[-0.013539972197444763]], [[-0.011023303460916815]], [[-0.00796885439654528]], [[-0.0045054143994990485]], [[3.628646415186989e-06]]], [[[0.000554997381521124]], [[0.03955369381292201]], [[0.07926682634502244]], [[0.11466565787236206]], [[0.14368137359661623]], [[0.16961456603825192]], [[0.19190438345371913]], [[0.20968787493772117]], [[0.223418930963253]], [[0.23317209946717146]], [[0.23946293811706568]], [[0.2420432322280406]], [[0.24236488229196385]], [[0.23897048300786003]], [[0.2332215343433016]], [[0.22456829849379062]], [[0.2136012984185528]], [[0.20046371748921418]], [[0.18516259239905047]], [[0.16816766242202508]], [[0.14945382420294379]], [[0.12932499144064658]], [[0.10799878843151292]], [[0.08559791753428701]], [[0.0624871043407216]], [[0.03883787404780926]], [[0.015037876754201589]], [[0.005167351226945054]], [[0.0008093744722034706]], [[-0.023218847640568183]], [[-0.06019704562698049]], [[-0.0969874039281162]], [[-0.13107133739731527]], [[-0.1556314553847309]], [[-0.1792830934566283]], [[-0.20192539296106854]], [[-0.22335833441571906]], [[-0.24332300971516502]], [[-0.26179795384632076]], [[-0.2783933226495691]], [[-0.2930700453886933]], [[-0.3056599771608832]], [[-0.3157344461336409]], [[-0.32362348402390867]], [[-0.328639774528687]], [[-0.33052162674899516]], [[-0.32752260368683506]], [[-0.32497002683796733]], [[-0.3144009385947735]], [[-0.30080189232308713]], [[-0.28391126183610244]], [[-0.280043510510021]], [[-0.2759479595767463]], [[-0.2716496521152564]], [[-0.26717369341571606]], [[-0.2625452479752486]], [[-0.2577895365584439]], [[-0.25293183306322586]], [[-0.24799746094107653]], [[-0.24285692162872052]], [[-0.23739512805800791]], [[-0.2318083626720767]], [[-0.22604905856688268]], [[-0.22011330936710638]], [[-0.21401411322141362]], [[-0.20771100742845583]], [[-0.20120606013236167]], [[-0.19418042172237146]], [[-0.18649788729210012]], [[-0.17783378824019658]], [[-0.1679929273258932]], [[-0.15679693157384017]], [[-0.14397765655019581]], [[-0.12943778653381527]], [[-0.11297114556606233]], [[-0.09442435626012698]], [[-0.07368414267110446]], [[-0.05080076105112559]], [[-0.02873070616586157]], [[-0.02525516936000237]], [[-0.022008689716737424]], [[-0.019011889997020588]], [[-0.016341389398499093]], [[-0.013979507218410226]], [[-0.011913554145812702]], [[-0.010105607334711775]], [[-0.008517096869574393]], [[-0.007115225481026451]], [[-0.005868284398054396]], [[-0.004752120760315809]], [[-0.0037457467067996547]], [[-0.0028342403816914996]], [[-0.0020082005931734877]], [[-0.0012566266558930728]], [[-0.0005836198310652969]], [[0.0006279100896683546]], [[0.017941980170338333]], [[0.03741369825509115]], [[0.059520762968035656]], [[0.08505744430275279]], [[0.1145917515255815]], [[0.11876653760970425]], [[0.11988490549454507]], [[0.12901274595498452]], [[0.14613522834582965]], [[0.16605616433937986]], [[0.18692823416855817]], [[0.2039704713802936]], [[0.21655300319127826]], [[0.22389852342861766]], [[0.22763463351437857]], [[0.2286081335554337]], [[0.22793480750888653]], [[0.2265709618170946]], [[0.2253801305789473]], [[0.22539791815371937]], [[0.22783717758284822]], [[0.23404823482176237]], [[0.245381489731325]], [[0.26330018566431]], [[0.2893905489048166]], [[0.3254784710426981]], [[0.37248807701608216]], [[0.4307710966391422]], [[0.49641093416225207]], [[0.571899623022681]], [[0.6428362105239717]], [[0.7035564574020607]], [[0.7629301545630991]], [[0.8191798543950342]], [[0.8707462614418278]], [[0.9015124824129803]], [[0.9091080028937174]], [[0.9160623975763489]], [[0.9224985739449555]], [[0.9283911145682368]], [[0.9338050405776857]], [[0.938783123854274]], [[0.9433662025960038]], [[0.9475992717776583]], [[0.9515253748491312]], [[0.9551858527381425]], [[0.9586271066719169]], [[0.9617579625011167]], [[0.9647242891114395]], [[0.9674594147350372]], [[0.9698799952029832]], [[0.9721059385700908]], [[0.9741044149482869]], [[0.9757653509274207]], [[0.9796571599299401]], [[0.9788487690349432]], [[0.9688984929455422]], [[0.9531592107944493]], [[0.9287035819884093]], [[0.8965060413536297]], [[0.8561119906377251]], [[0.8063910414346718]], [[0.7484273780217013]], [[0.682453009767935]], [[0.6113957881066919]], [[0.5379358338258823]], [[0.46363830642027987]], [[0.3923203097845644]], [[0.32512954958739715]], [[0.26480729682801696]], [[0.21029499668824775]], [[0.16106415431357146]], [[0.11576647652745739]], [[0.0735351170059677]], [[0.033265867174682925]], [[-0.0002744792436787649]], [[-0.004388215979590793]], [[-0.013896429186871565]], [[-0.039925453054567114]], [[-0.06557285030112213]], [[-0.0904041616150787]], [[-0.11424663699855211]], [[-0.13673515908887376]], [[-0.15776989069234976]], [[-0.17715421393141206]], [[-0.19460062962893104]], [[-0.21017654722371756]], [[-0.2234197525908507]], [[-0.23436210024985027]], [[-0.24292659821255239]], [[-0.24837779371243043]], [[-0.2515087564558672]], [[-0.25105718318152537]], [[-0.24814646410361552]], [[-0.2416355863898199]], [[-0.23172579770663398]], [[-0.217945269628931]], [[-0.20023713656459383]], [[-0.17820152254102678]], [[-0.15267110742884554]], [[-0.12421191205613576]], [[-0.08970799965841046]], [[-0.05055988567394795]], [[0.0005549973815211261]]], [[[0.003446250323421631]], [[0.08794343594834059]], [[0.1709004187583902]], [[0.245116021648353]], [[0.3061867718729191]], [[0.360858112884096]], [[0.4079906686584319]], [[0.44581863600527966]], [[0.4752027972701184]], [[0.4963472140120287]], [[0.510321431601575]], [[0.5168230185542028]], [[0.5179397379207022]], [[0.5118752124040371]], [[0.5010732669607827]], [[0.48392473249707735]], [[0.46207124203694244]], [[0.43571365983152854]], [[0.4048711075945911]], [[0.37054325900702745]], [[0.33267647573963194]], [[0.29192874053851703]], [[0.24878002892178608]], [[0.20353184713276268]], [[0.15702017936948945]], [[0.10973538922654646]], [[0.06273588379507672]], [[0.0298276272272894]], [[0.005911652158337274]], [[-0.04053933317314878]], [[-0.10510203290397593]], [[-0.1693367708124746]], [[-0.23073331055401788]], [[-0.2830503486236246]], [[-0.33369403539128184]], [[-0.38245365329352055]], [[-0.4289179880628183]], [[-0.47257004131703745]], [[-0.5133415695910569]], [[-0.5504653479583461]], [[-0.5838427689423658]], [[-0.6131144271935631]], [[-0.6374703758960955]], [[-0.6574455739166021]], [[-0.6717120327672851]], [[-0.679964974796156]], [[-0.7163692590450227]], [[-0.7494686634823067]], [[-0.767355601491432]], [[-0.7793057244041747]], [[-0.7843344459909042]], [[-0.7844868471322151]], [[-0.7841718737880545]], [[-0.7834438369361896]], [[-0.7823572768570412]], [[-0.7809669520604774]], [[-0.7793278284512136]], [[-0.7774950677767878]], [[-0.775524014432963]], [[-0.7674675909511817]], [[-0.7568743029621721]], [[-0.7460420035723665]], [[-0.734874323554523]], [[-0.7233639002240696]], [[-0.7115338505677571]], [[-0.6993205507876439]], [[-0.6867286364682539]], [[-0.6732690215706834]], [[-0.6587451527113979]], [[-0.6426897740396037]], [[-0.6248575286843033]], [[-0.605056729299492]], [[-0.5830063550522275]], [[-0.5587136406061008]], [[-0.5320770304710231]], [[-0.5031114903304286]], [[-0.47191088225765065]], [[-0.4387995470548439]], [[-0.40653574541216825]], [[-0.39127687611145545]], [[-0.37677447104522316]], [[-0.36309390265477837]], [[-0.3505311773366446]], [[-0.3390234593162446]], [[-0.32853298784186946]], [[-0.3189278796914289]], [[-0.31006951814556505]], [[-0.30184814401948656]], [[-0.29415079104214925]], [[-0.28689591906708023]], [[-0.2634757085374666]], [[-0.20918460714290044]], [[-0.15469495715754178]], [[-0.10004374870628076]], [[-0.04521471413131098]], [[0.009077469159387303]], [[0.04792324608313193]], [[0.08431095000547834]], [[0.11769636885452961]], [[0.14717464065866384]], [[0.17209866809733]], [[0.20935007143214054]], [[0.25405979314464255]], [[0.2937849195179759]], [[0.3244909334002433]], [[0.35227413833053983]], [[0.3791503943457748]], [[0.41008159700889446]], [[0.4456893199967287]], [[0.48668165134347613]], [[0.5314184459365763]], [[0.5790422246220444]], [[0.6285568470634947]], [[0.6790574520896413]], [[0.7299095741382826]], [[0.7802175666303659]], [[0.8290056485803097]], [[0.8751676845680558]], [[0.9175642677454665]], [[0.9548903947444174]], [[0.9856046409753109]], [[1.0077228374283826]], [[1.0196542582269974]], [[1.0197990930233412]], [[1.010158056153678]], [[0.986020902439976]], [[1.0504755121405291]], [[1.1145749300651435]], [[1.1767682411951867]], [[1.2354945891827565]], [[1.289389175957012]], [[1.3240107110413815]], [[1.3372722363400829]], [[1.3494143773895027]], [[1.3606517265554539]], [[1.3709399058510598]], [[1.3803924400021663]], [[1.400261742499493]], [[1.45361113912027]], [[1.5073592796734336]], [[1.5614571274570408]], [[1.6162505023096052]], [[1.6706298802633033]], [[1.7223538208488607]], [[1.771216178564468]], [[1.8172249799476083]], [[1.8603762759994027]], [[1.8999160449567956]], [[1.8958295604486992]], [[1.8911537416674806]], [[1.8604487103171627]], [[1.8215372867903046]], [[1.7666644367764972]], [[1.701684175356696]], [[1.6214854635397193]], [[1.565269632015473]], [[1.4947429674051245]], [[1.4079318492725426]], [[1.3067292271868085]], [[1.1915401817643114]], [[1.067476643905939]], [[0.9392180150724045]], [[0.8094970115125932]], [[0.684978169250789]], [[0.5676653440858166]], [[0.46234470370680225]], [[0.36716804672492676]], [[0.28121263875994584]], [[0.2021244049178514]], [[0.12838986044349845]], [[0.0580810940131215]], [[-0.0023047456111090613]], [[-0.025795429145548877]], [[-0.05971346283194946]], [[-0.11056237700347643]], [[-0.16158833482178464]], [[-0.2115087433887984]], [[-0.25975614755900395]], [[-0.3054464295546959]], [[-0.3482913059118211]], [[-0.38782791538188083]], [[-0.4234117017224645]], [[-0.4551630816649498]], [[-0.48208291880827114]], [[-0.5042164444662339]], [[-0.5214668591649311]], [[-0.5319520489424049]], [[-0.5376846393103278]], [[-0.536351834349763]], [[-0.529254100121816]], [[-0.5147705552786614]], [[-0.49313760519457733]], [[-0.46334714204267763]], [[-0.4252243761293034]], [[-0.37798505154395745]], [[-0.3233628399557231]], [[-0.2625550647583376]], [[-0.18903482115985693]], [[-0.10495769553570546]], [[0.0034462503234216416]]], [[[0.008737706184140867]], [[0.12538700159794747]], [[0.23388006072491999]], [[0.33103694014966156]], [[0.4114105498816407]], [[0.48353434621875396]], [[0.5460297258560243]], [[0.5967023401703568]], [[0.6364665301756024]], [[0.6656947677720975]], [[0.6857492883816312]], [[0.6967117453320096]], [[0.699159215977703]], [[0.6935459771923957]], [[0.6821125650290454]], [[0.6617537721730091]], [[0.6354645285644285]], [[0.6032673021834164]], [[0.5651597676051392]], [[0.5224394691804877]], [[0.4749748985262553]], [[0.42359439898668544]], [[0.36886871304989893]], [[0.3111186334011202]], [[0.2513439342844951]], [[0.19002746083462535]], [[0.12829141690025053]], [[0.0702061957862052]], [[0.017113771896199937]], [[-0.04517271800410114]], [[-0.11711451872557517]], [[-0.18869087369951118]], [[-0.25892944782501864]], [[-0.32635024922536504]], [[-0.39182214941311977]], [[-0.4550768688550691]], [[-0.5155962543890695]], [[-0.5727414097240132]], [[-0.6264065414217119]], [[-0.6756530247071282]], [[-0.7203415943287631]], [[-0.7600081113537792]], [[-0.7936905882552243]], [[-0.8219452235875795]], [[-0.8431685170714386]], [[-0.8571679587577383]], [[-0.8986593300284967]], [[-0.9336699134576669]], [[-0.9537493179875978]], [[-0.9666628677674187]], [[-0.9698458872164005]], [[-0.9695306155969766]], [[-0.9686027890002009]], [[-0.9671370356278826]], [[-0.9652081884125915]], [[-0.9628912751310483]], [[-0.9602615087305502]], [[-0.957394277014854]], [[-0.9543651308635]], [[-0.9451576824342227]], [[-0.9332477814274859]], [[-0.921036836176943]], [[-0.9084033681404605]], [[-0.8953361969769619]], [[-0.8818534483060048]], [[-0.8679120606988397]], [[-0.8535128430554539]], [[-0.8383612099168444]], [[-0.8223384257144951]], [[-0.8051782211559346]], [[-0.7867559532580878]], [[-0.7669915599625055]], [[-0.7457820704284135]], [[-0.7232020156938128]], [[-0.6992971856677419]], [[-0.6741975254980878]], [[-0.6480811812577374]], [[-0.6212883857901741]], [[-0.5944231433256184]], [[-0.5709034862275144]], [[-0.5477043252637515]], [[-0.5248410223728379]], [[-0.5026328211361549]], [[-0.48103304876010766]], [[-0.4600444081733607]], [[-0.43958106021521615]], [[-0.41953357868545693]], [[-0.3949532772433452]], [[-0.34513066385064606]], [[-0.29533624909718176]], [[-0.24556684273962148]], [[-0.19581877613829743]], [[-0.14609808084025225]], [[-0.09639086757879381]], [[-0.04670456020337011]], [[0.003126011311770993]], [[0.054660269669850395]], [[0.10669775342550483]], [[0.15934987559864494]], [[0.2128018827320555]], [[0.2671862508775934]], [[0.3219894764880906]], [[0.3759549757829176]], [[0.430456886482316]], [[0.4862280697027821]], [[0.5423744495229522]], [[0.5986058842573726]], [[0.6542196363723964]], [[0.7091131491575765]], [[0.7631817766163864]], [[0.8166151504645693]], [[0.8695199036985963]], [[0.9219910323229462]], [[0.9741519537177451]], [[1.0260299304714091]], [[1.0777310168218852]], [[1.1293423884644829]], [[1.180967528197454]], [[1.232716693226324]], [[1.2847228394197556]], [[1.3371553111892052]], [[1.3902506404757784]], [[1.4442524550971907]], [[1.4994590788312359]], [[1.5558499589143844]], [[1.6141493982665338]], [[1.669724714714936]], [[1.720924378779159]], [[1.771920998352222]], [[1.822684880733719]], [[1.8731910975487982]], [[1.9230984744815671]], [[1.9723660883373793]], [[2.0214841732690876]], [[2.0447388511732862]], [[2.056202903137611]], [[2.066735801096448]], [[2.076420758573035]], [[2.08533722707292]], [[2.093572745191426]], [[2.1012110547943887]], [[2.106438646063825]], [[2.105557914698554]], [[2.1040732978061447]], [[2.1022685861302737]], [[2.100014068454669]], [[2.0971475970836972]], [[2.0939024554614964]], [[2.0902147724046647]], [[2.0858703979608237]], [[2.05594198778811]], [[2.0168692476374326]], [[1.9600107926956758]], [[1.891889714285391]], [[1.806810814558342]], [[1.7441698753508657]], [[1.6655824669540433]], [[1.5688493968200423]], [[1.456079966468818]], [[1.327725554623718]], [[1.1894823529822225]], [[1.046564588470806]], [[0.9020173092151711]], [[0.7632667648077152]], [[0.6325458388662956]], [[0.5151877272384562]], [[0.40913299101346506]], [[0.31335343321103554]], [[0.22522592332989944]], [[0.14306399504966447]], [[0.06471938919217889]], [[-0.00728384344432345]], [[-0.06191612487807218]], [[-0.12321435719963401]], [[-0.18916180764419727]], [[-0.2546933409762522]], [[-0.3184631230332414]], [[-0.379901082907166]], [[-0.43793657518376683]], [[-0.49224214144245976]], [[-0.5422391884751484]], [[-0.587085119895593]], [[-0.6269567820905951]], [[-0.6605239904402816]], [[-0.6878321265206963]], [[-0.708915512656222]], [[-0.7205906606508199]], [[-0.7262576042237028]], [[-0.7236560472651968]], [[-0.7121427972571852]], [[-0.6913221924376737]], [[-0.6610936424805295]], [[-0.6201000622129575]], [[-0.5679853033776412]], [[-0.5038511896451923]], [[-0.429931591743071]], [[-0.34780727272054734]], [[-0.24895788242232178]], [[-0.13369580816681076]], [[0.008737706184140902]]], [[[0.012830989633557013]], [[0.14288998331474473]], [[0.2588953697870573]], [[0.3626497086084692]], [[0.44882496750302914]], [[0.526301423289706]], [[0.5937237164549868]], [[0.6488645468499761]], [[0.6925016335061674]], [[0.7251286130794816]], [[0.7481601466332579]], [[0.7621168106651581]], [[0.7656319122838285]], [[0.7617572848721657]], [[0.7519900260734421]], [[0.732108629218903]], [[0.7060623182523112]], [[0.673646922881346]], [[0.6348190946437857]], [[0.5909354178177045]], [[0.5417741720350137]], [[0.48815582423786263]], [[0.4305900165978291]], [[0.36927803598783654]], [[0.3050927179134455]], [[0.23821181232725636]], [[0.16924659366580108]], [[0.09871843978168501]], [[0.02687063255620007]], [[-0.04536209174387945]], [[-0.11765743895831646]], [[-0.1895858650999965]], [[-0.260575886482017]], [[-0.33035717990127467]], [[-0.3981614060158701]], [[-0.4637114690628324]], [[-0.5264732874348061]], [[-0.5857908289226813]], [[-0.6415511601853775]], [[-0.6927923762663258]], [[-0.7393679692560504]], [[-0.7807970842423896]], [[-0.816099597349648]], [[-0.8458251861696647]], [[-0.8683408103663209]], [[-0.8834814212071219]], [[-0.9275852754727723]], [[-0.9659127935570994]], [[-0.9934651236070996]], [[-1.0137828678332306]], [[-1.0228300625226707]], [[-1.0237783275944397]], [[-1.0240583985143117]], [[-1.0237548230488216]], [[-1.0229538223620382]], [[-1.0217369480309655]], [[-1.0201864959412945]], [[-1.0183849854093787]], [[-1.0164150207189517]], [[-1.0082484367429578]], [[-0.9973398421302958]], [[-0.9861038615529854]], [[-0.9744138079419274]], [[-0.962254871766293]], [[-0.9496340467859171]], [[-0.9365391316553042]], [[-0.9229636430725355]], [[-0.908886031631403]], [[-0.8942806964963754]], [[-0.879123583630563]], [[-0.8633893307653963]], [[-0.8470482229452517]], [[-0.8300781712321526]], [[-0.8124450376861977]], [[-0.7941229075745037]], [[-0.7750783485382913]], [[-0.7552607095181443]], [[-0.7347119226896445]], [[-0.7133189415673413]], [[-0.6910505197131236]], [[-0.6679662903911041]], [[-0.6439683202765455]], [[-0.6191764145555412]], [[-0.5936126630714393]], [[-0.552991178013111]], [[-0.5033811254045724]], [[-0.45354665001051275]], [[-0.4035279424015864]], [[-0.3533394803005343]], [[-0.3030091995906445]], [[-0.2525680100713847]], [[-0.20203013976781076]], [[-0.15145261617597164]], [[-0.10075737494344734]], [[-0.04999320748725446]], [[0.001446833840764133]], [[0.05376543005581459]], [[0.10770919300794836]], [[0.16363672584242334]], [[0.22214410817243546]], [[0.28365716765965177]], [[0.34861824145923886]], [[0.4166575405714971]], [[0.48703273422548143]], [[0.5589605341264012]], [[0.6312715727040589]], [[0.7035226694279335]], [[0.7745320862213401]], [[0.8440157874533583]], [[0.9116985130939147]], [[0.9776770047504908]], [[1.0420565164538622]], [[1.1048372235310329]], [[1.1662627036120703]], [[1.226193446154702]], [[1.2848152308159955]], [[1.342173395037985]], [[1.3983355462182157]], [[1.4533741745788564]], [[1.5073566238878817]], [[1.5603485325073718]], [[1.612412122046774]], [[1.6636007794336627]], [[1.7139371872350002]], [[1.7634517749000371]], [[1.8121374970381336]], [[1.8602881068737647]], [[1.9080247043364915]], [[1.9551402890492384]], [[1.9788123052598863]], [[1.9962290968404288]], [[2.012286893020663]], [[2.027085635131155]], [[2.040635622804686]], [[2.0531780039500735]], [[2.0646661651323823]], [[2.075225480645803]], [[2.0849385086484897]], [[2.0938829049099645]], [[2.102145611752994]], [[2.1098103205947556]], [[2.115063656379783]], [[2.1142078444024093]], [[2.1127470171102964]], [[2.1109655703199928]], [[2.108733000049022]], [[2.1058863786372997]], [[2.1026603564387623]], [[2.0989906592757293]], [[2.094661892506504]], [[2.0647777046232085]], [[2.02570615528731]], [[1.9687634951489683]], [[1.9005043927216065]], [[1.8152060304668372]], [[1.7522770975462498]], [[1.673328415690693]], [[1.5761509562742742]], [[1.4628633783058471]], [[1.3339188915064923]], [[1.1950394068354178]], [[1.051462591683615]], [[0.9062472127394737]], [[0.7668531106201493]], [[0.6355235082603455]], [[0.5176168186345801]], [[0.41106426009152364]], [[0.31483284558916946]], [[0.22628548711998267]], [[0.1437280787554357]], [[0.06500299039440992]], [[-0.011887125498510294]], [[-0.08810796628396741]], [[-0.1629196670697035]], [[-0.23605690199949086]], [[-0.30695205064866093]], [[-0.3749689485064725]], [[-0.43992671857963006]], [[-0.5009107136435754]], [[-0.5577059513174857]], [[-0.6097855811431]], [[-0.6562911530472136]], [[-0.6974571897698799]], [[-0.7318619859696597]], [[-0.7595559477265958]], [[-0.7807303652239164]], [[-0.7913435360973661]], [[-0.7957204872578885]], [[-0.7921581527157728]], [[-0.7778199505950795]], [[-0.7538790674830885]], [[-0.7198501883704416]], [[-0.6742511564380835]], [[-0.616583317472984]], [[-0.5460083522521613]], [[-0.464875250379793]], [[-0.3748798142549064]], [[-0.26694998677606246]], [[-0.1387957474247919]], [[0.012830989633557046]]], [[[0.015555824450159014]], [[0.14661836132522554]], [[0.26346853682549126]], [[0.3680383346086592]], [[0.45501804460142]], [[0.5332698635375707]], [[0.6014578001713843]], [[0.657370087826347]], [[0.7017314241393218]], [[0.7350704586011836]], [[0.7588040375127494]], [[0.7736018667824848]], [[0.7774417182361727]], [[0.7742429173220519]], [[0.7652352213109341]], [[0.7458526846547207]], [[0.720341744789436]], [[0.6884235785064607]], [[0.6500482197313026]], [[0.6065830132270835]], [[0.5577879557326622]], [[0.5044842132301797]], [[0.44717306856738565]], [[0.3860434750354204]], [[0.3219602494816975]], [[0.25508043893520654]], [[0.18599147892253762]], [[0.11516850471912779]], [[0.04275448014501926]], [[-0.02995829324835457]], [[-0.10258403156732164]], [[-0.17495100977150524]], [[-0.24648529359477656]], [[-0.3169070937835131]], [[-0.3854194860247664]], [[-0.4517311828784191]], [[-0.5152936676122013]], [[-0.5754446218481793]], [[-0.6320650189212392]], [[-0.684183791064488]], [[-0.7316448789922297]], [[-0.7738969591736252]], [[-0.809926626151308]], [[-0.8401676689167159]], [[-0.8643816491041624]], [[-0.8814305978513437]], [[-0.9279825446021169]], [[-0.967577047484442]], [[-0.9978166346595148]], [[-1.020993107836782]], [[-1.0325856607411272]], [[-1.0341044338626886]], [[-1.034154328775439]], [[-1.0332557383781313]], [[-1.0323271202093172]], [[-1.0311792147997685]], [[-1.0298001952039177]], [[-1.0282319759340486]], [[-1.0265372962890433]], [[-1.0186560594507728]], [[-1.0080342591695284]], [[-0.997108663794049]], [[-0.9857427218256265]], [[-0.9739178725174455]], [[-0.9616349126780191]], [[-0.9488910549244023]], [[-0.9356773376503418]], [[-0.9220617447647906]], [[-0.9080539614067945]], [[-0.8937210947708897]], [[-0.8790964696855154]], [[-0.8642046975596008]], [[-0.849113577542108]], [[-0.8338316171169958]], [[-0.8184286868804347]], [[-0.8029299957940266]], [[-0.7873972987663024]], [[-0.7719175530056154]], [[-0.7565849235014196]], [[-0.7415538441184691]], [[-0.726947936120913]], [[-0.7129240979947349]], [[-0.6991549961596133]], [[-0.6854828055198392]], [[-0.6712655314674894]], [[-0.6400005102181436]], [[-0.597845200132423]], [[-0.554937185516581]], [[-0.5111793031531465]], [[-0.4668376939021628]], [[-0.4218986931066738]], [[-0.37645501774147877]], [[-0.33002143936690226]], [[-0.27451347840627804]], [[-0.2150999860921244]], [[-0.15230880869364946]], [[-0.08603780859217726]], [[-0.01642614909932617]], [[0.05651557719666621]], [[0.13266381578749617]], [[0.21165074775972406]], [[0.2935025278376375]], [[0.3766973248969115]], [[0.46130096466529397]], [[0.5474419025101661]], [[0.6338982554928474]], [[0.7202292575512915]], [[0 | lift coefficients, spanwise
stall_check_of.airfoils_cd | intermediate |  | [[[[0.5000000000000001]], [[0.5000000000000001]], [[0.5000000000000002]], [[0.5]], [[0.5]], [[0.5000000000000001]], [[0.5000000000000001]], [[0.5000000000000001]], [[0.5000000000000001]], [[0.5000000000000001]], [[0.5000000000000001]], [[0.5]], [[0.5000000000000001]], [[0.5000000000000001]], [[0.5000000000000001]], [[0.5]], [[0.5000000000000001]], [[0.5000000000000001]], [[0.5]], [[0.5000000000000001]], [[0.49999999999999994]], [[0.5000000000000001]], [[0.5]], [[0.49999999999999994]], [[0.4999999999999999]], [[0.4999999999999999]], [[0.5000000000000001]], [[0.5000000000000002]], [[0.4999999999999999]], [[0.49999999999999994]], [[0.5000000000000002]], [[0.5000000000000001]], [[0.5000000000000001]], [[0.5000000000000002]], [[0.5]], [[0.5000000000000001]], [[0.5000000000000001]], [[0.5000000000000002]], [[0.5]], [[0.5]], [[0.5000000000000001]], [[0.5]], [[0.5000000000000002]], [[0.5000000000000001]], [[0.5000000000000001]], [[0.5]], [[0.5000000000000001]], [[0.5000000000000001]], [[0.5000000000000001]], [[0.5000000000000001]], [[0.5000000000000001]], [[0.5000000000000001]], [[0.5000000000000001]], [[0.5000000000000001]], [[0.5]], [[0.5]], [[0.5]], [[0.5]], [[0.5]], [[0.5]], [[0.5]], [[0.5]], [[0.5000000000000001]], [[0.5000000000000002]], [[0.5000000000000001]], [[0.5000000000000002]], [[0.5000000000000002]], [[0.5000000000000001]], [[0.5]], [[0.5]], [[0.5000000000000001]], [[0.5]], [[0.5000000000000001]], [[0.5]], [[0.5000000000000001]], [[0.5000000000000001]], [[0.5]], [[0.49999999999999994]], [[0.5]], [[0.5]], [[0.5]], [[0.5000000000000002]], [[0.5000000000000001]], [[0.5000000000000001]], [[0.5000000000000002]], [[0.5000000000000003]], [[0.5000000000000001]], [[0.5]], [[0.5000000000000001]], [[0.5000000000000001]], [[0.5000000000000002]], [[0.5]], [[0.5000000000000001]], [[0.5000000000000001]], [[0.5000000000000001]], [[0.5000000000000001]], [[0.5000000000000001]], [[0.5000000000000002]], [[0.5000000000000001]], [[0.5000000000000002]], [[0.5000000000000001]], [[0.5000000000000001]], [[0.5000000000000001]], [[0.5000000000000001]], [[0.5000000000000003]], [[0.5]], [[0.5000000000000001]], [[0.5000000000000002]], [[0.5000000000000001]], [[0.5]], [[0.5000000000000001]], [[0.5000000000000002]], [[0.5000000000000001]], [[0.5000000000000001]], [[0.5000000000000002]], [[0.5000000000000002]], [[0.5]], [[0.5000000000000001]], [[0.5000000000000001]], [[0.5000000000000001]], [[0.5000000000000001]], [[0.5]], [[0.5000000000000001]], [[0.5000000000000001]], [[0.5000000000000001]], [[0.5000000000000001]], [[0.5000000000000001]], [[0.49999999999999994]], [[0.5000000000000001]], [[0.5000000000000001]], [[0.5]], [[0.5]], [[0.5000000000000001]], [[0.5]], [[0.5]], [[0.5000000000000001]], [[0.5000000000000001]], [[0.5]], [[0.5]], [[0.5]], [[0.5]], [[0.5]], [[0.5000000000000001]], [[0.5]], [[0.5000000000000001]], [[0.5000000000000001]], [[0.5]], [[0.5000000000000001]], [[0.5]], [[0.5000000000000001]], [[0.5000000000000001]], [[0.5]], [[0.5000000000000001]], [[0.5000000000000001]], [[0.4999999999999998]], [[0.4999999999999998]], [[0.4999999999999998]], [[0.4999999999999998]], [[0.5]], [[0.5]], [[0.5]], [[0.5]], [[0.4999999999999998]], [[0.5]], [[0.4999999999999998]], [[0.5000000000000002]], [[0.4999999999999999]], [[0.5000000000000002]], [[0.5]], [[0.4999999999999998]], [[0.4999999999999999]], [[0.4999999999999998]], [[0.5]], [[0.5]], [[0.49999999999999994]], [[0.4999999999999999]], [[0.4999999999999999]], [[0.4999999999999999]], [[0.5]], [[0.5]], [[0.4999999999999998]], [[0.49999999999999994]], [[0.5000000000000001]], [[0.5000000000000001]], [[0.5000000000000001]], [[0.5]], [[0.5000000000000001]], [[0.5000000000000001]], [[0.5000000000000001]], [[0.5000000000000001]], [[0.5000000000000001]], [[0.5000000000000001]], [[0.5000000000000001]], [[0.5000000000000002]], [[0.5000000000000001]], [[0.5000000000000001]], [[0.5]], [[0.5000000000000001]], [[0.5000000000000001]], [[0.5000000000000001]]], [[[0.4900672044674554]], [[0.4889830846996895]], [[0.48725249871912907]], [[0.48825170671494833]], [[0.4895900444898101]], [[0.49165999732538235]], [[0.49404705798424686]], [[0.4961980818316635]], [[0.4981680215194504]], [[0.49998442759544703]], [[0.5017887158549977]], [[0.503854736556168]], [[0.5058954322731962]], [[0.5079877636803942]], [[0.5100601072225116]], [[0.512084737857031]], [[0.5140091442158888]], [[0.5157820691363929]], [[0.5173900312707848]], [[0.5188160592856993]], [[0.5200719637110011]], [[0.5211588110739807]], [[0.5220704106782712]], [[0.5228271726006376]], [[0.5234085378555141]], [[0.5238315622111003]], [[0.5241078785372373]], [[0.5241725324057418]], [[0.5241055078958552]], [[0.5239998354824794]], [[0.5235856036243317]], [[0.5230619649795792]], [[0.5224282947456386]], [[0.5216307185922608]], [[0.5207044231547009]], [[0.5196409830015275]], [[0.5184510159218453]], [[0.5171404054092071]], [[0.5157065801568091]], [[0.5141634299212146]], [[0.5125080893398269]], [[0.5107484211916783]], [[0.5088901068297277]], [[0.5069334623654466]], [[0.5048872633189255]], [[0.5027579967995123]], [[0.5005532853849411]], [[0.5000350272901021]], [[0.5000047758253728]], [[0.4978147107480412]], [[0.49435082985284906]], [[0.49367292517722183]], [[0.49300027281214204]], [[0.4923331703018293]], [[0.49167191519050346]], [[0.49101680502238443]], [[0.4903681373416917]], [[0.4897895684246514]], [[0.4894888769133872]], [[0.4892042054475821]], [[0.4889402916775246]], [[0.4886876186193332]], [[0.488449509037859]], [[0.4882259202464526]], [[0.48801757182768357]], [[0.48782574041903803]], [[0.4876503115568311]], [[0.48750075326613185]], [[0.48737937607318216]], [[0.4872961202832411]], [[0.48725700807766226]], [[0.48726514370142915]], [[0.48733338651191516]], [[0.48746173357162687]], [[0.4876624610245522]], [[0.48795499544798376]], [[0.48832717375037743]], [[0.488786759100626]], [[0.48934460192668117]], [[0.4900075367518423]], [[0.4907805414222425]], [[0.49164186050625674]], [[0.4925351134580901]], [[0.49340640321382256]], [[0.4941936791103489]], [[0.4948370637974435]], [[0.4952815466270282]], [[0.4954634296533591]], [[0.4953260460180716]], [[0.4947910350385484]], [[0.4938538747181209]], [[0.49248501228774066]], [[0.49096364406431114]], [[0.48941640321518487]], [[0.4880349999488823]], [[0.48680820985402756]], [[0.48576426010191387]], [[0.48498146229513106]], [[0.484435477077447]], [[0.4841344116742697]], [[0.48400045906388334]], [[0.4839619662233331]], [[0.48399678800895285]], [[0.48405260958981405]], [[0.4841428944672795]], [[0.4842074881902596]], [[0.4842735187589385]], [[0.48428185299208537]], [[0.48426310170098114]], [[0.4842420769624182]], [[0.4842925848466182]], [[0.48449495926567293]], [[0.4849165532702108]], [[0.48559320752776236]], [[0.4866411609248654]], [[0.4880826925262829]], [[0.48988365602039113]], [[0.4919409831848302]], [[0.49414555968413826]], [[0.49639196185881423]], [[0.49857680054125425]], [[0.4998325559161242]], [[0.49985111433546625]], [[0.49986785625926966]], [[0.49988324582665367]], [[0.499897563085934]], [[0.49991097662620193]], [[0.49992363116854327]], [[0.4999357218541034]], [[0.49994731922769864]], [[0.4999583148394831]], [[0.4999684253304812]], [[0.499977386168879]], [[0.49998501833326336]], [[0.4999912214941814]], [[0.49999594169281314]], [[0.49999914078090185]], [[0.5007817089909875]], [[0.5021132984590615]], [[0.5034530064741956]], [[0.5048039944666753]], [[0.5061675867226033]], [[0.5075451603875981]], [[0.508936885143002]], [[0.5103394644440971]], [[0.5117501223541782]], [[0.5131666768281752]], [[0.5145916755819513]], [[0.516022328357073]], [[0.517453650624131]], [[0.5245291780336594]], [[0.5314192231596893]], [[0.5380195326761192]], [[0.544175532218601]], [[0.5498485636506039]], [[0.5549602206982216]], [[0.5593671459794289]], [[0.5631155904781431]], [[0.5659785562574569]], [[0.5679770403776394]], [[0.5690391950663731]], [[0.5692494996201334]], [[0.5684138626147655]], [[0.566794988595992]], [[0.5639569173768453]], [[0.5601981757781431]], [[0.5501454339962852]], [[0.5401703642065419]], [[0.5321116610558813]], [[0.5269530105203752]], [[0.5260809713965815]], [[0.5258548732403159]], [[0.5262344648976124]], [[0.5264638564054649]], [[0.5262776938231774]], [[0.525919226344166]], [[0.5253407739608639]], [[0.5245240170901706]], [[0.5235088368694404]], [[0.5222778190414006]], [[0.5208680077943495]], [[0.519302062408638]], [[0.5175858531146885]], [[0.5157644328864657]], [[0.5138432798154284]], [[0.511850741862362]], [[0.509788151178885]], [[0.507657730606556]], [[0.5054629625903229]], [[0.5027793984343183]], [[0.4999947036978877]], [[0.4985251669367362]], [[0.496100379932323]], [[0.4939318444076283]], [[0.4918136707813936]], [[0.4900632957206597]], [[0.4889221519184182]], [[0.48808699019337953]], [[0.48929526504669424]], [[0.4900672044674554]]], [[[0.38447989749241973]], [[0.37390423603679246]], [[0.3564133619341195]], [[0.3676510071537669]], [[0.38265761017250927]], [[0.4055677513698473]], [[0.43176750256984353]], [[0.4554565985624827]], [[0.4774605432264126]], [[0.49778833778073]], [[0.5179782916590565]], [[0.5420678444236574]], [[0.5658862254593247]], [[0.5896382916477493]], [[0.612915796076379]], [[0.6356565273756221]], [[0.6572751611864359]], [[0.6772050473327406]], [[0.6953005741314922]], [[0.7113757111455705]], [[0.725563884042286]], [[0.7378778874003137]], [[0.748249105009175]], [[0.7569036718199396]], [[0.7636118005090998]], [[0.7685609685116148]], [[0.7718744104661265]], [[0.7728489493268182]], [[0.7723657200611694]], [[0.7712792076225953]], [[0.7669486386194647]], [[0.7613193048101328]], [[0.7544057182692684]], [[0.745656820462204]], [[0.7354682343528889]], [[0.7237344117196572]], [[0.7105849540713428]], [[0.6960890877195802]], [[0.6802219486082883]], [[0.6631506224089246]], [[0.6448508331569309]], [[0.6254268201235286]], [[0.6049632635046568]], [[0.5834949342460188]], [[0.5611740457674399]], [[0.538152840132167]], [[0.5146775614288631]], [[0.5051258709234818]], [[0.5008197588758456]], [[0.4780357693921315]], [[0.4432204795114034]], [[0.4364068942561421]], [[0.42964609970581064]], [[0.4229410864621581]], [[0.4162948451269337]], [[0.40971036630188645]], [[0.4031906405887654]], [[0.39723949092717603]], [[0.3934999856166751]], [[0.38991309965758025]], [[0.38652395666350486]], [[0.3832422100096271]], [[0.3800996028528403]], [[0.3770959883643076]], [[0.3742386292481196]], [[0.3715388204167853]], [[0.3689961108769071]], [[0.3666918007147665]], [[0.36464555592487247]], [[0.3629426691823116]], [[0.36163464139445933]], [[0.36074813463449906]], [[0.36039326260458554]], [[0.36057006286945875]], [[0.36156194732391056]], [[0.3647350607838243]], [[0.36864103331004827]], [[0.3733400188720599]], [[0.3789215552052849]], [[0.3854291414517128]], [[0.3928859274622953]], [[0.40105659414213196]], [[0.40939270029556885]], [[0.41740015864274155]], [[0.424529796014948]], [[0.4302664786503991]], [[0.43414103463428605]], [[0.4356010026719219]], [[0.43414099469443146]], [[0.42902726506224814]], [[0.420162908769114]], [[0.407148326783975]], [[0.3924729249268228]], [[0.3772560985433848]], [[0.3633624630085046]], [[0.3507369823873923]], [[0.33973354646812115]], [[0.3312966867406163]], [[0.3253083209506705]], [[0.32196711902860226]], [[0.32047190612270476]], [[0.3200404715498289]], [[0.32042731646957956]], [[0.32104740322120245]], [[0.3220488767433044]], [[0.3227643109331331]], [[0.32349484778873044]], [[0.3235882747912688]], [[0.3233832234414665]], [[0.32315323493293013]], [[0.3237148994521421]], [[0.3259507245971126]], [[0.3305682070434909]], [[0.3378744103924877]], [[0.3489546945632952]], [[0.36378892133610646]], [[0.38178021025985803]], [[0.4017634359680979]], [[0.42267647658312646]], [[0.4436068971129331]], [[0.4637266993446513]], [[0.4762002252273503]], [[0.4786339409024085]], [[0.4808625483331102]], [[0.4829399306519569]], [[0.484897649897543]], [[0.48675376868899584]], [[0.4885235250004444]], [[0.49022818488873326]], [[0.49187386309007086]], [[0.4934452494451499]], [[0.49490755519409074]], [[0.4962290441008321]], [[0.49738836029236155]], [[0.49837375163204845]], [[0.4991790748993664]], [[0.4998000721897667]], [[0.507856917124771]], [[0.5212406548270313]], [[0.5347059916309512]], [[0.5482847029107907]], [[0.5619900989984976]], [[0.5758360215143147]], [[0.5898241759167437]], [[0.6039214288032714]], [[0.6180998793759169]], [[0.6323375960111819]], [[0.6466601856710192]], [[0.6610396036104949]], [[0.6754257505792105]], [[0.7465415150281817]], [[0.8157930065234529]], [[0.8821323802114991]], [[0.9440060170546765]], [[1.0010253660980615]], [[1.0524023698890097]], [[1.0966961507060389]], [[1.1343715748251801]], [[1.1631470975816836]], [[1.1832337593554059]], [[1.1939094218580513]], [[1.1960231821817884]], [[1.1876242373400867]], [[1.1713530172983648]], [[1.1428277084940455]], [[1.105053952701153]], [[1.0165005208865068]], [[0.9282010409323026]], [[0.8565357482231412]], [[0.8032383592345472]], [[0.7938805073778995]], [[0.7914209127728696]], [[0.7953592900283825]], [[0.7976387901777923]], [[0.7953624382277724]], [[0.7911757243665587]], [[0.7845594057235408]], [[0.7753057232760256]], [[0.7638537717909518]], [[0.7500033015739791]], [[0.734161848632582]], [[0.7165052750085485]], [[0.6967482790280917]], [[0.675790309698417]], [[0.6536812198697451]], [[0.6306942251774811]], [[0.6068983808193551]], [[0.5823387209187416]], [[0.5571265888847621]], [[0.5279355916420629]], [[0.4991865290079401]], [[0.48147306951531493]], [[0.45492553165490607]], [[0.4308670572705817]], [[0.4072898727453705]], [[0.3876738345017147]], [[0.37470010225172407]], [[0.36514939512552447]], [[0.3770254338382974]], [[0.38447989749241973]]], [[[0.2385897382415119]], [[0.2232530453477129]], [[0.19684977957749938]], [[0.22045877608608586]], [[0.2516937471446345]], [[0.2977100058203191]], [[0.34981023136180356]], [[0.3978940616277051]], [[0.44428943576430757]], [[0.48791869631247775]], [[0.5313894973055042]], [[0.5838267431291182]], [[0.6357386087876692]], [[0.6860660015117716]], [[0.7348122739970048]], [[0.7823513623943835]], [[0.8275757632468566]], [[0.8694177512590703]], [[0.907615687247702]], [[0.9417949132900807]], [[0.9722069315723232]], [[0.9988600065125189]], [[1.0215981836635506]], [[1.040854897974793]], [[1.0561481639836485]], [[1.0678332548366865]], [[1.0761162357755965]], [[1.0796832694201504]], [[1.0802593379544843]], [[1.0785577567847404]], [[1.0712732781214733]], [[1.0608193300868736]], [[1.0473727805109911]], [[1.0300667643389043]], [[1.0097286215907668]], [[0.9860768534229577]], [[0.9594291537941132]], [[0.9299372652007131]], [[0.8975555011880226]], [[0.8626700964828349]], [[0.8252415924352479]], [[0.7855265918469515]], [[0.743745117001379]], [[0.700028090704267]], [[0.654802049361575]], [[0.6085174209354998]], [[0.5619798862049683]], [[0.529580868136665]], [[0.5059574717476956]], [[0.4616511862996803]], [[0.4008648519456619]], [[0.3889685594576539]], [[0.3771644377788405]], [[0.3654577084000801]], [[0.3538535928122307]], [[0.34235731250615087]], [[0.3309740889726985]], [[0.320159045313099]], [[0.31139069765515176]], [[0.3028626021536424]], [[0.29464575610492255]], [[0.2865989890254589]], [[0.27877256034791525]], [[0.2711670947729077]], [[0.2637953670742867]], [[0.25667230086826637]], [[0.24979929247600022]], [[0.24327501067361282]], [[0.23712268682640328]], [[0.2314456058127876]], [[0.2263055021993873]], [[0.2217347579087157]], [[0.21786588876867782]], [[0.21469916981692547]], [[0.21305192691283695]], [[0.2177725129159404]], [[0.2235286340193909]], [[0.23037377246113847]], [[0.2384087866329644]], [[0.24764560056264498]], [[0.2580584675729402]], [[0.26923833862709856]], [[0.2803608524815339]], [[0.2907522047964545]], [[0.2997148690916972]], [[0.3066339655106233]], [[0.31095687030860364]], [[0.31201404441818315]], [[0.3091512648687614]], [[0.301330416398775]], [[0.288284611265505]], [[0.26914125343879436]], [[0.24712340781498338]], [[0.22365231040474218]], [[0.20153397075936572]], [[0.18082347872991447]], [[0.1622113545293712]], [[0.14751374491777924]], [[0.13682991416104254]], [[0.13072398351527342]], [[0.1279211491253401]], [[0.12705057290782623]], [[0.1276855445543628]], [[0.12876159514535085]], [[0.13053702962459063]], [[0.1318191401744461]], [[0.13313620675877041]], [[0.13332837262288347]], [[0.13300239942485972]], [[0.1326421301513658]], [[0.13370659351968397]], [[0.13776354298554536]], [[0.14599824453055688]], [[0.15877253411309247]], [[0.17761001728174572]], [[0.2019196859222221]], [[0.2302060746142197]], [[0.26038154282109616]], [[0.2908999856414637]], [[0.32070787500879266]], [[0.349031568748765]], [[0.36979793870010425]], [[0.38097941157754334]], [[0.39159345949236957]], [[0.4018085528627454]], [[0.4117112255409278]], [[0.42133864203467647]], [[0.430718447746888]], [[0.4398993702834575]], [[0.4488739811075597]], [[0.4575596137745918]], [[0.4658232813908564]], [[0.4735526309639149]], [[0.48067356317151844]], [[0.48714799535833325]], [[0.4929582682423203]], [[0.4980932546073075]], [[0.5137179151164418]], [[0.5370854745325251]], [[0.5605955032571641]], [[0.5843034800334798]], [[0.6082326442568912]], [[0.6324071629344499]], [[0.6568300137397898]], [[0.6814433468577763]], [[0.7061984484261776]], [[0.7310570265622185]], [[0.7560637901669703]], [[0.7811697740516249]], [[0.8062875065967867]], [[0.930453258208974]], [[1.051364051454335]], [[1.167190384184942]], [[1.2752196894049577]], [[1.374773570112936]], [[1.4644761042938446]], [[1.5418115675277138]], [[1.6075916008200202]], [[1.657832703320698]], [[1.6929033444906125]], [[1.711542694975977]], [[1.7152332499655554]], [[1.7005689725426856]], [[1.672159965316484]], [[1.6223557280267404]], [[1.5564201326155829]], [[1.4407902163595216]], [[1.323959270921068]], [[1.2279692848687078]], [[1.1376697957196895]], [[1.1211750725695844]], [[1.1165508311744]], [[1.1225956277487485]], [[1.1251518792457922]], [[1.1188615827563195]], [[1.1086292524777643]], [[1.093537847741118]], [[1.0731957580840599]], [[1.0484857256514142]], [[1.0190077062045328]], [[0.9855368986452968]], [[0.9482591514061977]], [[0.9059358687360283]], [[0.8610677126969696]], [[0.8137254680836525]], [[0.7643496074137076]], [[0.7132344857331284]], [[0.6605295762813758]], [[0.6066676168923908]], [[0.5487746108031616]], [[0.4949156706548992]], [[0.45289400474708374]], [[0.3991478213810514]], [[0.3497596360458518]], [[0.3013031129046104]], [[0.26039736861304197]], [[0.23230863758558046]], [[0.21133268507724062]], [[0.2280877733513714]], [[0.2385897382415119]]], [[[0.11964998435457999]], [[0.11178387685045256]], [[0.0992962122506307]], [[0.13021452709216572]], [[0.17040936567058235]], [[0.22588070464097645]], [[0.28852118488089845]], [[0.34936949936444084]], [[0.41197548710991816]], [[0.4733320283555445]], [[0.5349771147940641]], [[0.603442558076813]], [[0.671272365065362]], [[0.7369616951423208]], [[0.8004582877962552]], [[0.8620822920963808]], [[0.9207911193955687]], [[0.9755591315206661]], [[1.0261580499006373]], [[1.0721174856572688]], [[1.1136557363089399]], [[1.1507084944281485]], [[1.1830198269298429]], [[1.211031539237315]], [[1.2341036340319758]], [[1.2525944002147986]], [[1.2666406866318114]], [[1.2749021589473688]], [[1.2793224101554441]], [[1.2784070604548325]], [[1.2728845466013483]], [[1.262141455833086]], [[1.2467738737505547]], [[1.2262727466778789]], [[1.2017083394137422]], [[1.1725794781707926]], [[1.139386786098503]], [[1.1023273683375248]], [[1.0613325689385391]], [[1.0169495587219546]], [[0.9691045636480364]], [[0.9181436954156937]], [[0.8643413340292475]], [[0.8078284195645498]], [[0.7491218415968028]], [[0.6886480933585429]], [[0.627219882512919]], [[0.5696064966941319]], [[0.5171851717170931]], [[0.45726816374414975]], [[0.38953434265367815]], [[0.37627838051044704]], [[0.3631251237066002]], [[0.35008039051579043]], [[0.33714999921167027]], [[0.3243397680678926]], [[0.31165551535811004]], [[0.29919386754172056]], [[0.28725801282830477]], [[0.27556451922010305]], [[0.26418496869390407]], [[0.2529780803012861]], [[0.24199486525933514]], [[0.23123687162901366]], [[0.22071842547795995]], [[0.21045151759436437]], [[0.2004398155104385]], [[0.19075141605766502]], [[0.1814014677383707]], [[0.1724609340228198]], [[0.16397135185448983]], [[0.15595510298340712]], [[0.14850208285806052]], [[0.14161280048469677]], [[0.13599364407116415]], [[0.13595331824414156]], [[0.1367351765615032]], [[0.13836137463143403]], [[0.14090659513831838]], [[0.14436486451261243]], [[0.14869528008304075]], [[0.15360064069120266]], [[0.15851346168402425]], [[0.1629825994226311]], [[0.16656726036428773]], [[0.16889787999094932]], [[0.16963129855175305]], [[0.1683680910494574]], [[0.1646810370400774]], [[0.15786650371310093]], [[0.14771610476323718]], [[0.13351189488836748]], [[0.11736739413410613]], [[0.10019236843314483]], [[0.08393500012525154]], [[0.06871773076809261]], [[0.05495334200895187]], [[0.0438813468699581]], [[0.0356463639156839]], [[0.03065393272866098]], [[0.02813914799505514]], [[0.02711907194775521]], [[0.027334250282318503]], [[0.027970522556450095]], [[0.02919765523677328]], [[0.030151875939278226]], [[0.031172366874684363]], [[0.03141133818958373]], [[0.031323385187654415]], [[0.03125208747669394]], [[0.032272056776793304]], [[0.03555156071190644]], [[0.041939381178101344]], [[0.05164600191991038]], [[0.06568233571035244]], [[0.08345311764018315]], [[0.10384067943816465]], [[0.12548724700258398]], [[0.14755217351586894]], [[0.16961668321884346]], [[0.19150577464158572]], [[0.21206413337860902]], [[0.23098393851241455]], [[0.25015929412955523]], [[0.2696188175878041]], [[0.2893193287265327]], [[0.3091751358910301]], [[0.32909565428803955]], [[0.349004528595615]], [[0.3687740109930976]], [[0.3882242599766469]], [[0.4072173016063887]], [[0.4256715063802552]], [[0.4435393707386704]], [[0.4608080480222114]], [[0.4774819143988339]], [[0.4935694928657205]], [[0.5152857845123527]], [[0.5413241055532614]], [[0.5675211792276221]], [[0.5939388251417792]], [[0.6206029388044566]], [[0.6475404493560495]], [[0.6747546747991211]], [[0.7021811534570443]], [[0.7297656037867046]], [[0.7574653573896095]], [[0.7853302331064326]], [[0.8133056693424727]], [[0.8412941970352901]], [[0.9796512948047141]], [[1.1143814134180747]], [[1.243445950408398]], [[1.3638223098329527]], [[1.4747545582798538]], [[1.5747095147045276]], [[1.6608839235794617]], [[1.7341821912525444]], [[1.7901655283682492]], [[1.8292445180749888]], [[1.8500142263397679]], [[1.8541265880086388]], [[1.8377862780699457]], [[1.8061303041859034]], [[1.7506337631626518]], [[1.677177742890077]], [[1.586026094985035]], [[1.4919460358388477]], [[1.4131580183180903]], [[1.3364132759836522]], [[1.3228234452649243]], [[1.3180927381333845]], [[1.3204803901371307]], [[1.3180399035679011]], [[1.3057286563875694]], [[1.2882947658007864]], [[1.2650398983679338]], [[1.2356306480626775]], [[1.2011532269027934]], [[1.1611956681150206]], [[1.1165484842123987]], [[1.0674204427593967]], [[1.0126901887238828]], [[0.9546909807703653]], [[0.8934859742113315]], [[0.8295306390651386]], [[0.7633210207654549]], [[0.6950921818171248]], [[0.6255567838962615]], [[0.554349234856935]], [[0.48702968340541986]], [[0.4239216766118121]], [[0.35512923636591814]], [[0.2920273632408793]], [[0.23054476624110237]], [[0.17753368889359358]], [[0.13881694930805422]], [[0.10927349160151972]], [[0.11493498627803865]], [[0.11964998435457999]]], [[[0.0609361223352344]], [[0.06241778614995561]], [[0.06893695545808072]], [[0.10192388467731708]], [[0.14413149326876493]], [[0.19888883796595985]], [[0.26100812537111323]], [[0.3246771432938152]], [[0.3937926922902135]], [[0.4640439658522776]], [[0.5351445655946521]], [[0.606178735995444]], [[0.6765621501653187]], [[0.7459467114535849]], [[0.8133828242839626]], [[0.8785034037011891]], [[0.9406297795824825]], [[0.9990509630281329]], [[1.0536348538486031]], [[1.1038914325578073]], [[1.149931827453497]], [[1.1916042302295249]], [[1.2285773764732357]], [[1.2611932380533741]], [[1.2887564553939792]], [[1.3115422926805635]], [[1.3295683214872704]], [[1.3417599054155869]], [[1.3498869839223]], [[1.3501212203114896]], [[1.3479011042131293]], [[1.3390931730713254]], [[1.3246837204607391]], [[1.3046945864493218]], [[1.2802533919525487]], [[1.250704253290362]], [[1.2166516998661374]], [[1.1782978648636573]], [[1.13555142993557]], [[1.0890182671191326]], [[1.0385790358761857]], [[0.9845808040089209]], [[0.9272578371404436]], [[0.8666404834548245]], [[0.8031228520671027]], [[0.736816615072434]], [[0.6679895977674718]], [[0.5978551232930193]], [[0.5269350458321125]], [[0.45708588095468344]], [[0.38901806684578094]], [[0.37569656901559734]], [[0.3624782421301524]], [[0.34936893208878333]], [[0.33637448498400846]], [[0.3235007471426467]], [[0.31075356517072084]], [[0.29813878600131855]], [[0.28566225694418035]], [[0.27342357547725793]], [[0.26149298427758455]], [[0.24973211859755778]], [[0.23819111988215383]], [[0.2268717394010508]], [[0.21578839719176723]], [[0.20495211246607387]], [[0.19436704947829098]], [[0.18409229749821965]], [[0.17414069561948592]], [[0.16457371785354855]], [[0.1554270494548792]], [[0.14672015491815046]], [[0.1385305213170074]], [[0.130858764834365]], [[0.12375887724149051]], [[0.11720686781139882]], [[0.11129356846798044]], [[0.10604751070528902]], [[0.1015541157969201]], [[0.09785345114918324]], [[0.09496283829118368]], [[0.09280445365546357]], [[0.09114931108993016]], [[0.08974948490667993]], [[0.08833636938171803]], [[0.08665709112204006]], [[0.0844535415502797]], [[0.08146268439882082]], [[0.07741891501907992]], [[0.0719758922204514]], [[0.06516265827490375]], [[0.05681537955469715]], [[0.04826425264988131]], [[0.040085507173418675]], [[0.03309404389865718]], [[0.027325916448440866]], [[0.022611390838538373]], [[0.018903013742902035]], [[0.016045232723782787]], [[0.013884416573602437]], [[0.012431749024005114]], [[0.011470550711932545]], [[0.011041303121625405]], [[0.010897415295778095]], [[0.011043895692147455]], [[0.011298171508651655]], [[0.011647722989664315]], [[0.011889714257084474]], [[0.01215178092495785]], [[0.012497064500665452]], [[0.013192809519287033]], [[0.014569046193835788]], [[0.01687239117504291]], [[0.020242362801714278]], [[0.02515339147149482]], [[0.03173267615248239]], [[0.04014568306675134]], [[0.05044974000570233]], [[0.06268757944105834]], [[0.0768832198481913]], [[0.09305861025886901]], [[0.11123490662703758]], [[0.13138505886782786]], [[0.1532810373477779]], [[0.1766428168554527]], [[0.201194739505968]], [[0.2266654764739236]], [[0.2527918667810225]], [[0.2792993675910877]], [[0.30591619344512444]], [[0.3324025680963767]], [[0.35870843092727633]], [[0.3848787485139733]], [[0.4109577535377206]], [[0.4369951419937831]], [[0.46303796626795374]], [[0.48912856929142934]], [[0.5152151251060432]], [[0.54137858238079]], [[0.5677013914762079]], [[0.5942455529313052]], [[0.6210370123766028]], [[0.6481027666903052]], [[0.6754461100329805]], [[0.7030023910633281]], [[0.7307171161143137]], [[0.7585474383849313]], [[0.7865433700354498]], [[0.8146501468446444]], [[0.8427699292871327]], [[0.9817740759482139]], [[1.1171339873565518]], [[1.2468033175478366]], [[1.367745964442418]], [[1.4792023889902388]], [[1.5796322144878605]], [[1.6662195285998476]], [[1.7398722254071521]], [[1.7961316288623128]], [[1.8354107495377037]], [[1.8563013262393366]], [[1.860449526765371]], [[1.8440614476546648]], [[1.8122892543161884]], [[1.7565670049111035]], [[1.6828072209791674]], [[1.5996407226461233]], [[1.5131753075336223]], [[1.4403010899322217]], [[1.393587423101578]], [[1.386842514861353]], [[1.3830593085634952]], [[1.3802985873217994]], [[1.372041364953592]], [[1.3548674796094213]], [[1.3322138676755821]], [[1.303845424082154]], [[1.2696048196055123]], [[1.2305949119149426]], [[1.186506869112439]], [[1.137959249573445]], [[1.0853027588996147]], [[1.0286208337655545]], [[0.9685574873223136]], [[0.9051726748931771]], [[0.8389161406786372]], [[0.770323785284972]], [[0.6996470721768566]], [[0.6276535544579881]], [[0.5546065529971462]], [[0.48088557817161975]], [[0.40728146118603603]], [[0.3341008725888346]], [[0.2677965321286135]], [[0.20383132113013544]], [[0.1477340510618237]], [[0.10462335671268162]], [[0.07118437773383166]], [[0.0631437151473049]], [[0.060936122335234405]]], [[[0.04440366557892058]], [[0.05018965328952081]], [[0.06406283144050132]], [[0.09734616448189834]], [[0.13972518587864344]], [[0.1934864686302695]], [[0.25432732428811367]], [[0.31781106369083084]], [[0.388120800869527]], [[0.46005219076318726]], [[0.5329923866251287]], [[0.605170323421778]], [[0.6763552900926981]], [[0.746434620707823]], [[0.8145104018717172]], [[0.8798122303937848]], [[0.9422760154384215]], [[1.0011590959209005]], [[1.0563454980357805]], [[1.1073451129821537]], [[1.1542409121714392]], [[1.1968605017702425]], [[1.234855817549055]], [[1.2685368596435547]], [[1.297198076923614]], [[1.321085473016212]], [[1.3401773131344847]], [[1.3534998892540198]], [[1.3627577412455025]], [[1.3632711358952119]], [[1.3622079370156945]], [[1.3541564755151467]], [[1.3402069735210254]], [[1.3206455031115194]], [[1.2965760850315071]], [[1.2673030891255694]], [[1.2334580471810166]], [[1.1952451734163883]], [[1.1525711735982425]], [[1.106059659709676]], [[1.0555870768093296]], [[1.0015100094777492]], [[0.9440670322669468]], [[0.8832876316587284]], [[0.8195736183124056]], [[0.7530221184212869]], [[0.6838932540574172]], [[0.6132905777873104]], [[0.5416209860131653]], [[0.4709363435385667]], [[0.4019485651643981]], [[0.38837472841979576]], [[0.37488752135072057]], [[0.361492503662838]], [[0.34819528092049934]], [[0.33500151430793546]], [[0.3219169312888012]], [[0.3089473369676178]], [[0.29609862586153674]], [[0.2834584696387446]], [[0.27108921496006705]], [[0.2588717630542607]], [[0.24685110832324136]], [[0.23503064067313856]], [[0.22342518987024979]], [[0.21204443971073633]], [[0.20089517698579704]], [[0.19001492591316832]], [[0.1794141903899588]], [[0.1691346445477588]], [[0.15920465543956197]], [[0.14964403566726103]], [[0.14051132167082306]], [[0.13182126732282307]], [[0.12352031303031151]], [[0.1147867818287207]], [[0.10645142159577292]], [[0.09851536688289557]], [[0.09103180446562846]], [[0.0840195024756465]], [[0.07747921749155307]], [[0.07141514111624336]], [[0.06580242046919346]], [[0.060581920288487794]], [[0.05570331911291907]], [[0.051124184954729514]], [[0.048679172161480926]], [[0.04554849951793901]], [[0.04171848703623544]], [[0.037466022714149894]], [[0.03326260213036755]], [[0.0291184939141008]], [[0.025436460890463964]], [[0.022359770792263117]], [[0.02001079583061686]], [[0.018457976916202722]], [[0.017301359540030897]], [[0.01611150998435466]], [[0.014861502661098243]], [[0.013448397129299105]], [[0.012257183825808298]], [[0.011313884745959173]], [[0.010716908164433844]], [[0.010321320349495398]], [[0.010057841127237609]], [[0.010034528556406845]], [[0.01014123993448458]], [[0.010420386076509412]], [[0.01085698168307471]], [[0.011384624610909866]], [[0.012001122450046295]], [[0.012760486026200557]], [[0.013623774298611738]], [[0.0145401071851648]], [[0.015467766286549445]], [[0.016811668059990344]], [[0.018824963350334626]], [[0.02195879346023811]], [[0.026719943702887765]], [[0.03356992676462592]], [[0.042954573308188346]], [[0.05531397275242048]], [[0.07095423802020291]], [[0.08960043287669021]], [[0.11083192050583784]], [[0.13424410932869063]], [[0.1594414287417598]], [[0.18596460070316445]], [[0.21310040029523306]], [[0.24124012464458272]], [[0.27002298164596716]], [[0.29743619653267545]], [[0.32377866129167965]], [[0.3493315628641845]], [[0.37445282311051487]], [[0.3994945237773089]], [[0.4245272305577765]], [[0.44938083575703003]], [[0.4741439470054427]], [[0.4989981961924546]], [[0.5239499819012632]], [[0.5489942649178446]], [[0.5741307239593595]], [[0.5993456187486409]], [[0.6246259887799804]], [[0.6499400426760505]], [[0.6752581329706653]], [[0.7006081382314242]], [[0.7259626674205046]], [[0.7512696398133731]], [[0.8756519014086441]], [[0.996700591064313]], [[1.1133295507599434]], [[1.2231061833140209]], [[1.3253275756263225]], [[1.4186149898308442]], [[1.5006682326955731]], [[1.571975495642166]], [[1.6289580919320692]], [[1.67215590585708]], [[1.7015872047653122]], [[1.7133045276905174]], [[1.711628394085725]], [[1.697052836992411]], [[1.662588934820017]], [[1.6131325751595262]], [[1.5545659879297102]], [[1.491760767602621]], [[1.437086352111127]], [[1.4042131089988605]], [[1.4002357902528453]], [[1.3968839793773966]], [[1.392120299031366]], [[1.3817252868885495]], [[1.3629305407412953]], [[1.3386190839803465]], [[1.3087266611716561]], [[1.273152691968676]], [[1.2329853460967455]], [[1.1879473422004396]], [[1.1385860390843658]], [[1.0852461314423498]], [[1.028172887252283]], [[0.9676758468431784]], [[0.9038055677672042]], [[0.8369653015573281]], [[0.7677337093154161]], | drag coefficients, spanwise
stall_check_of.airfoils_cm | intermediate |  | [[[[-4.0657581468206416e-20]], [[-3.903127820947816e-18]], [[8.673617379884035e-19]], [[-2.2551405187698492e-17]], [[2.7755575615628914e-17]], [[2.6020852139652106e-17]], [[-4.163336342344337e-17]], [[-5.551115123125783e-17]], [[-1.1102230246251565e-16]], [[1.0408340855860843e-17]], [[-2.7755575615628914e-17]], [[-2.0816681711721685e-17]], [[-3.122502256758253e-17]], [[-6.591949208711867e-17]], [[-2.0816681711721685e-17]], [[1.3877787807814457e-17]], [[-4.163336342344337e-17]], [[-5.551115123125783e-17]], [[-3.122502256758253e-17]], [[3.469446951953614e-18]], [[-1.0408340855860843e-17]], [[-7.632783294297951e-17]], [[3.469446951953614e-18]], [[6.938893903907228e-17]], [[-8.673617379884035e-17]], [[1.214306433183765e-17]], [[-3.2959746043559335e-17]], [[-1.0928757898653885e-16]], [[-3.2959746043559335e-17]], [[-6.591949208711867e-17]], [[-5.4643789493269423e-17]], [[-4.423544863740858e-17]], [[2.2551405187698492e-17]], [[-3.3285006695304986e-17]], [[-2.233456475320139e-17]], [[1.0842021724855044e-17]], [[-7.806255641895632e-17]], [[-4.5102810375396984e-17]], [[0.0]], [[-6.765421556309548e-17]], [[-3.469446951953614e-18]], [[-2.2551405187698492e-17]], [[-2.42861286636753e-17]], [[-1.3877787807814457e-17]], [[-3.122502256758253e-17]], [[-1.734723475976807e-17]], [[-1.3877787807814457e-17]], [[-6.938893903907228e-18]], [[0.0]], [[-1.3877787807814457e-17]], [[0.0]], [[-1.734723475976807e-17]], [[1.0408340855860843e-17]], [[-2.949029909160572e-17]], [[-5.204170427930421e-18]], [[2.0816681711721685e-17]], [[3.469446951953614e-18]], [[-5.204170427930421e-18]], [[-5.204170427930421e-18]], [[-2.7755575615628914e-17]], [[-1.734723475976807e-17]], [[6.938893903907228e-18]], [[-3.469446951953614e-18]], [[-6.938893903907228e-18]], [[-3.469446951953614e-18]], [[5.204170427930421e-18]], [[-8.673617379884035e-19]], [[-8.673617379884035e-18]], [[-1.929879867024198e-17]], [[2.2551405187698492e-17]], [[-3.0357660829594124e-18]], [[-8.673617379884035e-19]], [[2.168404344971009e-18]], [[-3.469446951953614e-18]], [[6.938893903907228e-18]], [[-6.938893903907228e-18]], [[-7.806255641895632e-18]], [[-1.734723475976807e-18]], [[5.204170427930421e-18]], [[0.0]], [[1.734723475976807e-18]], [[8.673617379884035e-19]], [[0.0]], [[0.0]], [[6.938893903907228e-18]], [[6.938893903907228e-18]], [[6.938893903907228e-18]], [[1.3877787807814457e-17]], [[3.469446951953614e-18]], [[5.637851296924623e-18]], [[6.938893903907228e-18]], [[8.673617379884035e-18]], [[-6.071532165918825e-18]], [[-6.071532165918825e-18]], [[-6.938893903907228e-18]], [[0.0]], [[8.321251673826247e-18]], [[5.204170427930421e-18]], [[-6.938893903907228e-18]], [[-3.469446951953614e-18]], [[2.7647155398380363e-18]], [[3.469446951953614e-18]], [[-6.938893903907228e-18]], [[-1.0408340855860843e-17]], [[-1.3877787807814457e-17]], [[0.0]], [[-1.3877787807814457e-17]], [[-3.469446951953614e-18]], [[-1.734723475976807e-17]], [[-6.938893903907228e-18]], [[6.938893903907228e-18]], [[1.3877787807814457e-17]], [[-1.3877787807814457e-17]], [[-6.938893903907228e-18]], [[-1.3877787807814457e-17]], [[-6.938893903907228e-18]], [[0.0]], [[-6.938893903907228e-18]], [[-6.938893903907228e-18]], [[0.0]], [[7.806255641895632e-18]], [[1.214306433183765e-17]], [[5.204170427930421e-18]], [[6.938893903907228e-18]], [[1.3877787807814457e-17]], [[1.3877787807814457e-17]], [[0.0]], [[0.0]], [[1.3877787807814457e-17]], [[1.3877787807814457e-17]], [[1.3877787807814457e-17]], [[1.3877787807814457e-17]], [[0.0]], [[1.3877787807814457e-17]], [[1.3877787807814457e-17]], [[1.3877787807814457e-17]], [[1.3877787807814457e-17]], [[1.3877787807814457e-17]], [[2.7755575615628914e-17]], [[1.3877787807814457e-17]], [[1.3877787807814457e-17]], [[0.0]], [[1.3877787807814457e-17]], [[2.7755575615628914e-17]], [[1.3877787807814457e-17]], [[1.3877787807814457e-17]], [[0.0]], [[4.163336342344337e-17]], [[4.85722573273506e-17]], [[6.938893903907228e-18]], [[3.469446951953614e-17]], [[3.469446951953614e-17]], [[2.0816681711721685e-17]], [[-1.3877787807814457e-17]], [[0.0]], [[0.0]], [[0.0]], [[0.0]], [[-2.7755575615628914e-17]], [[8.326672684688674e-17]], [[0.0]], [[5.551115123125783e-17]], [[2.7755575615628914e-17]], [[1.3877787807814457e-17]], [[6.938893903907228e-17]], [[1.3877787807814457e-17]], [[-5.551115123125783e-17]], [[-2.7755575615628914e-17]], [[6.938893903907228e-18]], [[6.245004513516506e-17]], [[1.3877787807814457e-17]], [[0.0]], [[4.163336342344337e-17]], [[3.469446951953614e-17]], [[6.938893903907228e-18]], [[6.938893903907228e-17]], [[0.0]], [[1.3877787807814457e-17]], [[1.3877787807814457e-17]], [[1.249000902703301e-16]], [[2.7755575615628914e-17]], [[3.469446951953614e-17]], [[4.163336342344337e-17]], [[6.938893903907228e-17]], [[-1.3877787807814457e-17]], [[2.42861286636753e-17]], [[5.898059818321144e-17]], [[0.0]], [[5.551115123125783e-17]], [[-2.0816681711721685e-17]], [[-3.2959746043559335e-17]], [[-3.2959746043559335e-17]], [[-1.0408340855860843e-17]], [[5.551115123125783e-17]], [[1.734723475976807e-17]], [[2.2551405187698492e-17]], [[1.734723475976807e-17]], [[-1.734723475976807e-18]], [[3.0357660829594124e-18]], [[-3.3881317890172014e-21]]], [[[5.037314841631203e-06]], [[0.0018728215563307846]], [[0.003547360589045926]], [[0.00505021627030542]], [[0.006332537698580599]], [[0.0074945029350892145]], [[0.008538994678846069]], [[0.009455972886719819]], [[0.010233624800101485]], [[0.010908958912816173]], [[0.011496842371771322]], [[0.012006931281841073]], [[0.012443137518449165]], [[0.012815736966241043]], [[0.01312311311669078]], [[0.01337518199621945]], [[0.013576106812778519]], [[0.013728080708209175]], [[0.013842157294411121]], [[0.013912376530088855]], [[0.013946661311955856]], [[0.013940018888914562]], [[0.013917721606106756]], [[0.013852456441921759]], [[0.013765433423802155]], [[0.013651456166405547]], [[0.013516562284813405]], [[0.013362749973216856]], [[0.013190957705215186]], [[0.013006168621443737]], [[0.012808720222827264]], [[0.012601961232116966]], [[0.012385049608514644]], [[0.012157630648361584]], [[0.011918923443226884]], [[0.011668192803567054]], [[0.011404732579124287]], [[0.01112791259413667]], [[0.01083689662644728]], [[0.010531153943447486]], [[0.010209854007740927]], [[0.009872332274957912]], [[0.009517972817845392]], [[0.009145880527413074]], [[0.008755601429547507]], [[0.008346244128657643]], [[0.007917169979697457]], [[0.00746777415662345]], [[0.006997120379299147]], [[0.0065048080309542435]], [[0.005989903459625939]], [[0.005883017512974946]], [[0.005774984527816629]], [[0.005665901664849133]], [[0.005555866084770737]], [[0.005444974948279658]], [[0.00533332541607408]], [[0.005221014648852228]], [[0.00510813980731234]], [[0.00499405032132118]], [[0.004878207047341935]], [[0.004761605447645256]], [[0.004643994397647332]], [[0.004525365621945315]], [[0.004407065579226177]], [[0.004284304340095279]], [[0.00415723674609547]], [[0.003987698616688813]], [[0.0037575652638707803]], [[0.0034217944922882854]], [[0.0029636513952074773]], [[0.002352313828288351]], [[0.0016497453066636673]], [[0.0008646172646898324]], [[5.425035318157995e-05]], [[2.3491588148197295e-05]], [[1.6791090934315574e-05]], [[1.1408367553608287e-05]], [[7.158245026195678e-06]], [[3.923709952426135e-06]], [[1.593156505228302e-06]], [[1.7049568759087454e-07]], [[-0.00048129771898126894]], [[-0.001129180059949192]], [[-0.0018735627494845739]], [[-0.0025072832626352043]], [[-0.002996927162368393]], [[-0.003001760959543069]], [[-0.0007304652293076263]], [[-1.5225490556850137e-05]], [[-1.2557549960054773e-05]], [[-1.3118461482908642e-05]], [[-1.37961229194428e-05]], [[-1.4747599886783327e-05]], [[-2.208456665089842e-05]], [[-2.412136416696936e-05]], [[-1.5514461256411458e-05]], [[-1.1721636388033543e-05]], [[-1.0115789521359525e-05]], [[-1.3098190717129171e-05]], [[-1.8404450216686166e-05]], [[-2.6507698111865458e-05]], [[-3.400414438146232e-05]], [[-0.000511261342174843]], [[-0.0008257540058169508]], [[-0.0009274894870893412]], [[-0.0008966233281725508]], [[-0.0007889161178600106]], [[-0.0006486471342975614]], [[-0.0005044837630023974]], [[-0.0003470475569126649]], [[-0.0002157338438285722]], [[-0.00010653007055545782]], [[-4.2520304872575854e-05]], [[-4.175791656994832e-05]], [[-4.111751826308546e-05]], [[-4.07339478903368e-05]], [[-0.0001174032828095764]], [[-0.0003602365640455289]], [[-0.0007333652418649687]], [[-0.0012590496497086557]], [[-0.0019692342864577163]], [[-0.00285803384893241]], [[-0.0038140486090625716]], [[-0.004684765695863152]], [[-0.004855756428134947]], [[-0.005071839912133377]], [[-0.0053296275616266375]], [[-0.005612629917594786]], [[-0.005901494167268637]], [[-0.0060233807173894205]], [[-0.00603829896215366]], [[-0.0061036547819191544]], [[-0.006200592640728725]], [[-0.006309980436492751]], [[-0.006413059824829523]], [[-0.00651046306913354]], [[-0.006600362541156937]], [[-0.006686053277271828]], [[-0.0067685790092085335]], [[-0.006850274641991505]], [[-0.006932501498384203]], [[-0.007016407594732377]], [[-0.007102612342160156]], [[-0.007190363392834409]], [[-0.007279676860036652]], [[-0.007370720925091723]], [[-0.007463442492872431]], [[-0.007557697173452761]], [[-0.007653367372381946]], [[-0.008146023863814592]], [[-0.008663815938753046]], [[-0.009198270665752614]], [[-0.009739285176404266]], [[-0.01028032374793756]], [[-0.010812214017375268]], [[-0.011323996996831093]], [[-0.01181150679125735]], [[-0.012261852988615998]], [[-0.01267718810624624]], [[-0.013057761725005057]], [[-0.013406795901162435]], [[-0.013726899981233456]], [[-0.014020602703998575]], [[-0.014290543078044365]], [[-0.014539174174040104]], [[-0.014769348418700673]], [[-0.014983173430240061]], [[-0.015183809445184854]], [[-0.015373417904439683]], [[-0.015554970899906886]], [[-0.015730249354284916]], [[-0.015900333424919505]], [[-0.01605925755635243]], [[-0.01620394071575295]], [[-0.01633044384517015]], [[-0.01643024167769723]], [[-0.01650759620582682]], [[-0.016535673819542906]], [[-0.016545567619031497]], [[-0.01650461223725072]], [[-0.016421001314125293]], [[-0.01627833974097099]], [[-0.01608619063257123]], [[-0.015829708254695547]], [[-0.015508729780829525]], [[-0.015119586481111807]], [[-0.014652093666498632]], [[-0.01410863941970121]], [[-0.013478825605713618]], [[-0.01276085353249917]], [[-0.011950473144181307]], [[-0.011038208962622014]], [[-0.009969972846242046]], [[-0.008762737462346631]], [[-0.0074204356073437035]], [[-0.0059310628831421835]], [[-0.004174915936742742]], [[-0.0022054375757723367]], [[5.037314841631877e-06]]], [[[6.628176459505624e-05]], [[0.021017913871025227]], [[0.03980944097459122]], [[0.05667433626304082]], [[0.0710639833567511]], [[0.08410294349810721]], [[0.09582328934811403]], [[0.10611211471051356]], [[0.11483713590122692]], [[0.12241342713491807]], [[0.12900806063511425]], [[0.13472946483645012]], [[0.13962184770628672]], [[0.14380083653667713]], [[0.14717332865961236]], [[0.14989360166734064]], [[0.15204283642344005]], [[0.15365015411727595]], [[0.15484588561236928]], [[0.1555363429995324]], [[0.15586551367844678]], [[0.1557409714371772]], [[0.15541412364216983]], [[0.15462896918639785]], [[0.15359823790540128]], [[0.15226711983683852]], [[0.15069993820254873]], [[0.14891845466944795]], [[0.14693198600715077]], [[0.14479447471645618]], [[0.14250902002896507]], [[0.14011165592860883]], [[0.13759518803813622]], [[0.13495637553817402]], [[0.13218958481765286]], [[0.1292876607148269]], [[0.12624501510856703]], [[0.12305656016898535]], [[0.11971447523168527]], [[0.11621524440515185]], [[0.11255108428393981]], [[0.10871668246589015]], [[0.10470704016169338]], [[0.10051395735263696]], [[0.09613441338643285]], [[0.09156023210819939]], [[0.0867862690397916]], [[0.08180759466271678]], [[0.07661574749076644]], [[0.07120804606456874]], [[0.06557604555950071]], [[0.06440996966516377]], [[0.06323256355780071]], [[0.062044793559670686]], [[0.06084762599303319]], [[0.05964202718014729]], [[0.05842896344327243]], [[0.0572094011046677]], [[0.05598430648659247]], [[0.05474729399936089]], [[0.053493068147667466]], [[0.05223141898623546]], [[0.050959887474198835]], [[0.049678399073940574]], [[0.04839852461618504]], [[0.04707912370395256]], [[0.0457216420936772]], [[0.04399804333987668]], [[0.04175310051103697]], [[0.03840143173205585]], [[0.03338895738499617]], [[0.02695674740391834]], [[0.019870256593639474]], [[0.012261388519691246]], [[0.004660933276055476]], [[0.003408734620221848]], [[0.002511869109475936]], [[0.0017720434883921137]], [[0.0011669694606279441]], [[0.0006834371163082983]], [[0.0003077485724231866]], [[4.028737683333403e-05]], [[-0.004837498780204668]], [[-0.011349331083882083]], [[-0.018831083460051235]], [[-0.025200575955975944]], [[-0.03012196177244626]], [[-0.030170546020852337]], [[-0.009777090703829806]], [[-0.0023156220436655077]], [[-0.0019802391404299697]], [[-0.002064655262601473]], [[-0.002155359839026279]], [[-0.002278026369139134]], [[-0.0031832000946034663]], [[-0.003428247890482544]], [[-0.0023486989918765186]], [[-0.0018567293912132767]], [[-0.0016472020711972976]], [[-0.0020689399508553967]], [[-0.0027900233298745938]], [[-0.0038552331739845]], [[-0.004826519619954027]], [[-0.009357228739735688]], [[-0.012367918025149971]], [[-0.013441187822075807]], [[-0.01328992009215735]], [[-0.012427156586096683]], [[-0.011260245577863155]], [[-0.01005143631610141]], [[-0.008709077348695825]], [[-0.007584602866883606]], [[-0.006629854435300259]], [[-0.006024511627341144]], [[-0.0059238110168319605]], [[-0.005834600418600865]], [[-0.005774121726724667]], [[-0.006379758949356343]], [[-0.008395080553812285]], [[-0.011596567622051726]], [[-0.016268498653960822]], [[-0.02291613055923751]], [[-0.03207255843119059]], [[-0.03993233716815818]], [[-0.04708634062769093]], [[-0.048804959740496985]], [[-0.05097680379676468]], [[-0.05356781428942813]], [[-0.05641225650845377]], [[-0.05931561632158508]], [[-0.06087509221586755]], [[-0.061555836846668974]], [[-0.06260505218503969]], [[-0.06387488425902717]], [[-0.06522026562422406]], [[-0.06649318355977418]], [[-0.06770229845930388]], [[-0.0688354654093008]], [[-0.06992261671219283]], [[-0.07097379326307507]], [[-0.07201120690470711]], [[-0.07304794570651305]], [[-0.07409519247416405]], [[-0.07515744951161382]], [[-0.07622985242837327]], [[-0.07731227071583283]], [[-0.07840564781275831]], [[-0.07950967303394184]], [[-0.08062328627692517]], [[-0.08174552770191279]], [[-0.08741446552303384]], [[-0.09321949482241743]], [[-0.09909894615104015]], [[-0.10496969680152729]], [[-0.11078226951841164]], [[-0.1164650594732686]], [[-0.1219319647390304]], [[-0.1271519530737345]], [[-0.13202275817993978]], [[-0.13656328906412052]], [[-0.14077606868663362]], [[-0.14468706512667662]], [[-0.14831886675596145]], [[-0.1516910100267151]], [[-0.15482631210042397]], [[-0.15774469721802134]], [[-0.1604691716754566]], [[-0.16301845140322307]], [[-0.1654169466700685]], [[-0.16768379015169543]], [[-0.1698436426422305]], [[-0.17190873807645843]], [[-0.17388976697818545]], [[-0.17572344448396782]], [[-0.17738103659890875]], [[-0.1788231702321233]], [[-0.17996137766841222]], [[-0.18084461001875446]], [[-0.18119748482060266]], [[-0.18133315814304388]], [[-0.1809186522910824]], [[-0.18006218190841938]], [[-0.1785640399055454]], [[-0.17654285829432112]], [[-0.17383899911088999]], [[-0.17045326310312225]], [[-0.16633344301331082]], [[-0.1613569020417957]], [[-0.15553476789015547]], [[-0.14874053932978604]], [[-0.14093849670994354]], [[-0.13207652630028813]], [[-0.12203397105971878]], [[-0.11024435300622683]], [[-0.09688403050077786]], [[-0.08201850644720435]], [[-0.06553966951356796]], [[-0.04612355055407122]], [[-0.024351978664601894]], [[6.628176459506226e-05]]], [[[0.00017846327256128223]], [[0.04365487926189311]], [[0.08266073848820363]], [[0.11766646921043886]], [[0.14752398153017715]], [[0.17457603748161118]], [[0.198882310421072]], [[0.22020150187644663]], [[0.23826479610342483]], [[0.25392509928573226]], [[0.2675323151615092]], [[0.27930843072643763]], [[0.2893494473434235]], [[0.2979025863338945]], [[0.30464340458043315]], [[0.30997591204202807]], [[0.314133478820555]], [[0.31718904694519884]], [[0.31943021015055667]], [[0.3205879203508209]], [[0.32111448838578804]], [[0.3207166556660687]], [[0.3198252424438285]], [[0.3180511003241212]], [[0.31576424028508193]], [[0.3128609070373913]], [[0.30946476906761605]], [[0.3056190599330303]], [[0.3013396849390237]], [[0.2967328679814858]], [[0.29180310556268674]], [[0.28662073006169014]], [[0.28117714190255605]], [[0.27546769514317243]], [[0.26948946966029996]], [[0.26323070391685555]], [[0.2566863534130705]], [[0.2498514250497506]], [[0.24271408794322932]], [[0.2352738806876195]], [[0.22751897539273477]], [[0.219444364200091]], [[0.21104504035384813]], [[0.20230917409338167]], [[0.19323630621958215]], [[0.18381460661757665]], [[0.1740390721836807]], [[0.1639046850258106]], [[0.15339963447565766]], [[0.14252343821646302]], [[0.13126428421863265]], [[0.1289418492492133]], [[0.12660025216784423]], [[0.12424114818772765]], [[0.12186619252206607]], [[0.11947704038406164]], [[0.11707534698691684]], [[0.11466276754383384]], [[0.11224095726801504]], [[0.10979924559817437]], [[0.10732877205486578]], [[0.10484595763152094]], [[0.10234671185129879]], [[0.09983093154168948]], [[0.09731269256862987]], [[0.0947420281344122]], [[0.0921211173540087]], [[0.08905064428279535]], [[0.08534370430046537]], [[0.07976152840434911]], [[0.0705379099525098]], [[0.059311516609300896]], [[0.04761570965950134]], [[0.035756891321455014]], [[0.02446613738557673]], [[0.0193770289550427]], [[0.015050618193539375]], [[0.011267098435427215]], [[0.007946662559829952]], [[0.005052799622903264]], [[0.0025331984345727107]], [[0.00038815635659479245]], [[-0.008446111444082801]], [[-0.019815553348047663]], [[-0.03287844333258682]], [[-0.04399936468206014]], [[-0.05259194009217281]], [[-0.0526767665686453]], [[-0.026841507344746916]], [[-0.014251623499878026]], [[-0.012874802089967927]], [[-0.013385634078442864]], [[-0.013823177074005205]], [[-0.014362877907391965]], [[-0.017876241504279317]], [[-0.018752310599160875]], [[-0.014349023120606642]], [[-0.012150036542072633]], [[-0.011199393001085233]], [[-0.013483954513126475]], [[-0.017082661089373525]], [[-0.022005720574598545]], [[-0.026334748140732347]], [[-0.03323648749954181]], [[-0.03793874034166618]], [[-0.0400191086397464]], [[-0.040392311181470054]], [[-0.039757334194736996]], [[-0.038666804442458104]], [[-0.03747700125975367]], [[-0.03603587542444813]], [[-0.034795939647443916]], [[-0.03364637927739968]], [[-0.032758454218486326]], [[-0.03228761242038951]], [[-0.03181850888644484]], [[-0.031425370857860416]], [[-0.03179116557058677]], [[-0.0337208700233286]], [[-0.037213090632192206]], [[-0.04286622492937961]], [[-0.051912040613538005]], [[-0.06657048832182952]], [[-0.07470796691586741]], [[-0.08221117947624482]], [[-0.08521183109730349]], [[-0.0890037983456404]], [[-0.09352761620444251]], [[-0.09849391740051813]], [[-0.1035630867498365]], [[-0.10732986758079396]], [[-0.11017557314134543]], [[-0.11323230218111943]], [[-0.11637197427939491]], [[-0.1194887519561771]], [[-0.12245073226020023]], [[-0.1252802337963673]], [[-0.1279754846037111]], [[-0.1305787990757895]], [[-0.13310630464528947]], [[-0.13559286072891732]], [[-0.1380594625978225]], [[-0.14052452411097152]], [[-0.14299052584552596]], [[-0.14545739599899604]], [[-0.1479239936490006]], [[-0.15038963407425887]], [[-0.1528544709381156]], [[-0.15531787450586113]], [[-0.15777886230630217]], [[-0.16991594193594137]], [[-0.1819267828196343]], [[-0.1937770520721746]], [[-0.20537912910976053]], [[-0.21669724466665805]], [[-0.2276706483558904]], [[-0.23822408090805233]], [[-0.2483371999579922]], [[-0.2579166648016183]], [[-0.26698697995782583]], [[-0.27555259549970684]], [[-0.28363881825929305]], [[-0.2912737289390215]], [[-0.2984730810620399]], [[-0.3052651383058659]], [[-0.311669916295798]], [[-0.31770990260797494]], [[-0.323410070758508]], [[-0.3287900840840584]], [[-0.33387525590069506]], [[-0.3386923728314247]], [[-0.3432451057492602]], [[-0.3475516014475399]], [[-0.35149098496078784]], [[-0.35502006001483327]], [[-0.3580707636560423]], [[-0.3604799529659305]], [[-0.362352182805675]], [[-0.3631889142338423]], [[-0.36353890819222123]], [[-0.3628062491069702]], [[-0.3612606127314151]], [[-0.35844429581365406]], [[-0.354634712771669]], [[-0.3495205968615859]], [[-0.3431109553669766]], [[-0.3352667668666544]], [[-0.3257106261189996]], [[-0.31442176699671376]], [[-0.30111067013320325]], [[-0.2856598952638502]], [[-0.2679491175414043]], [[-0.2476883149052171]], [[-0.22381712730644754]], [[-0.19666147479915377]], [[-0.16641681508372638]], [[-0.1329335521822446]], [[-0.09352283111954279]], [[-0.04933998996860265]], [[0.00017846327256128974]]], [[[0.00029996199543164093]], [[0.05568714545651428]], [[0.10536115221613516]], [[0.14993744270991194]], [[0.18792262420708147]], [[0.22232879121319862]], [[0.25320850611617574]], [[0.2802305877282251]], [[0.30307190284897906]], [[0.32278824400894246]], [[0.33983487822436764]], [[0.3544824840440215]], [[0.36686657588539895]], [[0.3773262927876343]], [[0.3855710711734561]], [[0.39207679731559497]], [[0.39710124386747286]], [[0.40074705727993504]], [[0.40339275890699633]], [[0.40463656138949383]], [[0.40517675007186216]], [[0.4045590189280487]], [[0.4032555680267627]], [[0.40088868322021975]], [[0.3978693036512542]], [[0.39407402269815]], [[0.389651630397138]], [[0.3846553670324155]], [[0.3791026062575997]], [[0.3731233570645972]], [[0.3667217454315038]], [[0.3599833155267754]], [[0.3529023156305865]], [[0.3454745477838031]], [[0.3377034456792102]], [[0.32957661050184767]], [[0.32109297774749446]], [[0.3122507452463386]], [[0.30303849342572603]], [[0.2934611978719048]], [[0.2835073823379996]], [[0.2731755930825373]], [[0.2624638491849636]], [[0.25136137387556573]], [[0.23987231121888236]], [[0.2279858434185023]], [[0.2157002431220982]], [[0.2030133892813819]], [[0.18991498629960443]], [[0.17640855746636872]], [[0.1624837762218975]], [[0.15961885861827915]], [[0.15673318838045475]], [[0.15382857900390903]], [[0.1509068439841267]], [[0.14796979681659236]], [[0.1450192509967908]], [[0.1420570200202066]], [[0.13908491738232437]], [[0.13609151560885588]], [[0.13306731407905592]], [[0.13002996068200945]], [[0.12697509365032378]], [[0.12390262409658499]], [[0.12082231257980156]], [[0.11769962233708132]], [[0.11453664781284706]], [[0.11105613105170413]], [[0.10713114383849097]], [[0.10174735266466514]], [[0.09334738056304885]], [[0.083471477131116]], [[0.07329436552548038]], [[0.06304568332718295]], [[0.05319309281590014]], [[0.044835896400612495]], [[0.03684786750736012]], [[0.029199302891133132]], [[0.02182842420452868]], [[0.014751856959871353]], [[0.007915529634866431]], [[0.0013151958228515878]], [[-0.009411447614719836]], [[-0.022080343543476523]], [[-0.0366362377677315]], [[-0.049028208842339244]], [[-0.05860286031162104]], [[-0.0586973819083283]], [[-0.04567798489546391]], [[-0.03582873021747608]], [[-0.03403102022732114]], [[-0.03529417057737296]], [[-0.03610199641951192]], [[-0.03693778118334121]], [[-0.040790056124722536]], [[-0.041462529517276435]], [[-0.03581659953644167]], [[-0.03229459406706554]], [[-0.030724981571030104]], [[-0.03571550401666657]], [[-0.04273131145265914]], [[-0.051155669293834846]], [[-0.05804795682265031]], [[-0.06424506776654633]], [[-0.06870040659362678]], [[-0.07135838397253573]], [[-0.0728015593775151]], [[-0.07347638285004825]], [[-0.07372610387247364]], [[-0.07378889004048297]], [[-0.0735024976740404]], [[-0.07315106856833783]], [[-0.07257859489196666]], [[-0.07189919845841657]], [[-0.07107597112043626]], [[-0.07009015372106354]], [[-0.06905116727553699]], [[-0.06827516793576337]], [[-0.06812831237847407]], [[-0.06887189078462569]], [[-0.07101793493662752]], [[-0.07562002011217857]], [[-0.08476672711892959]], [[-0.08806933064888141]], [[-0.09160738809894199]], [[-0.09495099488516345]], [[-0.09917635958118087]], [[-0.1042172207015344]], [[-0.10975113815635693]], [[-0.11539968093217798]], [[-0.12060648986329338]], [[-0.1253798605637087]], [[-0.12997033685774226]], [[-0.13436097163290703]], [[-0.1385764067826385]], [[-0.142592007501791]], [[-0.14643960339927578]], [[-0.15013601086194414]], [[-0.15371876262775927]], [[-0.15720447211240307]], [[-0.1606281907383635]], [[-0.1640115186379463]], [[-0.167373899999131]], [[-0.1707128963069733]], [[-0.17403657069352507]], [[-0.1773427689322191]], [[-0.18062847312291402]], [[-0.18389452761138556]], [[-0.1871414115268861]], [[-0.19036870058573518]], [[-0.20605831860604978]], [[-0.2212554361566085]], [[-0.23599271412128442]], [[-0.2502281270531641]], [[-0.26397076220881316]], [[-0.27721507252595834]], [[-0.28994978959133794]], [[-0.30218496737164313]], [[-0.3138989955275308]], [[-0.32511095036100346]], [[-0.3358258341399334]], [[-0.3460524751305991]], [[-0.35581118074129003]], [[-0.3651017547902258]], [[-0.37394449923900946]], [[-0.38234743377575636]], [[-0.3903185194325959]], [[-0.39787813459130533]], [[-0.40502599195220584]], [[-0.41178247351892827]], [[-0.41816169449406915]], [[-0.42415064033996536]], [[-0.4297690305312227]], [[-0.4348721360315413]], [[-0.4394185655654001]], [[-0.4433331356752875]], [[-0.4464256627233103]], [[-0.4488311089792201]], [[-0.4499768109195209]], [[-0.4504761841429937]], [[-0.44965113658066913]], [[-0.447880236384863]], [[-0.44454804696020384]], [[-0.44003165500204594]], [[-0.43395274859687627]], [[-0.42632872240634434]], [[-0.41695837739163033]], [[-0.4054714072570244]], [[-0.39180580518525726]], [[-0.3755725764769615]], [[-0.3565876021555364]], [[-0.33468843785389096]], [[-0.30947517586384854]], [[-0.2796973104382539]], [[-0.24573542182966535]], [[-0.2078857209798944]], [[-0.16601938346625267]], [[-0.11677544546641846]], [[-0.061576170061833135]], [[0.00029996199543164126]]], [[[0.0003717728222645991]], [[0.05789738210232562]], [[0.10945339499891017]], [[0.15571463851440745]], [[0.1950971719254484]], [[0.23075825072695905]], [[0.262726946581307]], [[0.29063410829720965]], [[0.3141637159770965]], [[0.33437892214721293]], [[0.3517625151039274]], [[0.3665818947899522]], [[0.37899182528842307]], [[0.389370707570889]], [[0.39771138680966706]], [[0.40437421294369574]], [[0.40951024930757635]], [[0.4132274020436169]], [[0.41591896290212005]], [[0.4171584714645442]], [[0.41769089069794735]], [[0.4170312945637259]], [[0.41565241137386744]], [[0.4131871660804068]], [[0.41004817895022355]], [[0.4061097102976901]], [[0.40152371779340745]], [[0.3963448279084265]], [[0.3905904201454162]], [[0.38439372687700435]], [[0.3777586966286543]], [[0.3707728854302203]], [[0.3634313673639662]], [[0.3557301420350389]], [[0.3476741506778458]], [[0.3392510922004626]], [[0.3304609130472182]], [[0.3213026412665217]], [[0.3117651956107836]], [[0.3018548001712922]], [[0.2915603035374455]], [[0.28088116560287474]], [[0.26981619874617396]], [[0.25835511106148984]], [[0.2465031054251012]], [[0.23424983968538593]], [[0.2215944363781025]], [[0.2085355399622253]], [[0.19506344495062444]], [[0.18118260605989644]], [[0.1668832796729305]], [[0.16394278248459876]], [[0.160981566656238]], [[0.15800144742345576]], [[0.15500424001248336]], [[0.1519917596425697]], [[0.1489658215288009]], [[0.14592824088525705]], [[0.14288083292839113]], [[0.13981221825115037]], [[0.13671293477001636]], [[0.1336005707568113]], [[0.13047078707359794]], [[0.1273234990971622]], [[0.12416719165510859]], [[0.12097187339808739]], [[0.11773957337900537]], [[0.11422907032269765]], [[0.110330935835018]], [[0.10578803297723441]], [[0.10052612887098446]], [[0.0942994716740756]], [[0.08731324470120562]], [[0.07955417185990621]], [[0.07122809556460198]], [[0.0623805819274038]], [[0.05306612106469065]], [[0.04341245311971437]], [[0.03344212663561271]], [[0.023267444580116745]], [[0.012872477879291647]], [[0.002246738170407966]], [[-0.009407663866851539]], [[-0.022137786301330946]], [[-0.03676330655484825]], [[-0.049219465877594966]], [[-0.05885015017289138]], [[-0.05897027395319023]], [[-0.05688905032719122]], [[-0.05238773085299915]], [[-0.05112763060699983]], [[-0.05295707659850404]], [[-0.053894726912143504]], [[-0.05468385920282713]], [[-0.056232495299903915]], [[-0.055965767536880574]], [[-0.05214543872584282]], [[-0.04864366454411193]], [[-0.047026018869875466]], [[-0.0537007793517007]], [[-0.06229001494740237]], [[-0.07137213497375511]], [[-0.07818811424315338]], [[-0.08346838600628377]], [[-0.08747644715361443]], [[-0.09038875960804249]], [[-0.09255410772288268]], [[-0.0941788718524579]], [[-0.09540624027965094]], [[-0.09636843037858887]], [[-0.09690345155697314]], [[-0.0971715648888003]], [[-0.09700105692345862]], [[-0.09656197614954662]], [[-0.0956541870966043]], [[-0.0943729530630018]], [[-0.09281520777966144]], [[-0.09116507439945734]], [[-0.08960507695099781]], [[-0.08832507416451363]], [[-0.08750568358127801]], [[-0.0873579203500535]], [[-0.08796634580497477]], [[-0.08956443654404311]], [[-0.09203913700216196]], [[-0.09539266655372233]], [[-0.09963482626724719]], [[-0.10470017123800376]], [[-0.11026334868196244]], [[-0.11594251780811635]], [[-0.12140165344543234]], [[-0.12655621799917846]], [[-0.13143345684479538]], [[-0.13604449415351294]], [[-0.14044600054740963]], [[-0.14464060888076283]], [[-0.14866185685338204]], [[-0.1525308461341239]], [[-0.15628313384238546]], [[-0.15993510800508362]], [[-0.16352113667198018]], [[-0.1670625202005311]], [[-0.17057855409809478]], [[-0.17406562385402796]], [[-0.17753365331469795]], [[-0.18098028046823564]], [[-0.18440196845806256]], [[-0.18779971627767128]], [[-0.19117426962189374]], [[-0.19452535227605044]], [[-0.21077368291489743]], [[-0.22644843865823058]], [[-0.24159830789714415]], [[-0.2561935138103529]], [[-0.27025414172286705]], [[-0.2837885285423696]], [[-0.2968016008828482]], [[-0.3093107840997664]], [[-0.32131280894808667]], [[-0.3328249999002631]], [[-0.3438523925870102]], [[-0.3543995211807369]], [[-0.36448433069121194]], [[-0.37410265101848517]], [[-0.3832723748450554]], [[-0.39199836264515936]], [[-0.4002847863028874]], [[-0.40815045298467495]], [[-0.41559010550254527]], [[-0.4226224707231489]], [[-0.42925820899537676]], [[-0.4354804157943935]], [[-0.44130879143892204]], [[-0.4465956768678711]], [[-0.45130099451598793]], [[-0.4553493535190864]], [[-0.4585477937307455]], [[-0.4610360456707809]], [[-0.4622349056277932]], [[-0.46276111730657477]], [[-0.4619302397297014]], [[-0.460140101985553]], [[-0.4567487668091667]], [[-0.4521503131511741]], [[-0.4459575999208517]], [[-0.43818975077685296]], [[-0.4286342564977865]], [[-0.41690536588519794]], [[-0.40293207991213764]], [[-0.3863087091747654]], [[-0.3668383455642925]], [[-0.344352350677954]], [[-0.31843015346726744]], [[-0.28779918042864083]], [[-0.25284828097343187]], [[-0.2138914491001002]], [[-0.17080772861463547]], [[-0.1201386433915796]], [[-0.06334335821193761]], [[0.0003717728222645926]]], [[[0.0004020999948304102]], [[0.057992251222120234]], [[0.10961362086488534]], [[0.15593265428801398]], [[0.1953567257775744]], [[0.23105395200113016]], [[0.26305326524613665]], [[0.2911381813234179]], [[0.31465659226739673]], [[0.33483112402531584]], [[0.35214900581874176]], [[0.36687397801842314]], [[0.3791658894088033]], [[0.3894125422334954]], [[0.3976545136335922]], [[0.4042353886813614]], [[0.4092906943845297]], [[0.41293211408769476]], [[0.41555808039798386]], [[0.4167213561021896]], [[0.41721010806551084]], [[0.41651106433522234]], [[0.4150714838251858]], [[0.41256420592660337]], [[0.40938188039492346]], [[0.40540153882695185]], [[0.4007724128822073]], [[0.39554859019654576]], [[0.3897464565128666]], [[0.3834976466721486]], [[0.3768055117683588]], [[0.3697563249181165]], [[0.3623468640864684]], [[0.35457362173837703]], [[0.3464440668391232]], [[0.33794676533822865]], [[0.329083601450909]], [[0.31985527034873457]], [[0.31025201409551056]], [[0.3002821642128705]], [[0.28993590986321444]], [[0.27921459989843267]], [[0.2681187517791048]], [[0.25663972002090696]], [[0.24478457888378113]], [[0.23254462715836996]], [[0.21992071934497287]], [[0.20691348150674316]], [[0.1935151089906728]], [[0.17973367255487674]], [[0.16556121205958682]], [[0.16264998588741605]], [[0.15971939288246328]], [[0.15677111941462127]], [[0.15380684962792915]], [[0.1508282660089531]], [[0.14783705005602765]], [[0.14483488302870054]], [[0.14182344674978029]], [[0.13879211403899766]], [[0.13573234396456144]], [[0.13266063982374748]], [[0.1295729353208316]], [[0.12646889571241787]], [[0.1233536586199467]], [[0.12020712275197026]], [[0.11703082299695695]], [[0.11366138739073539]], [[0.11002311125496951]], [[0.1060578144521761]], [[0.10201323622875025]], [[0.09750475351080429]], [[0.09249457651108939]], [[0.0869276363659844]], [[0.08080039469173533]], [[0.07410441269211 | moment coefficients, spanwise
tcons_post.tip_deflection | intermediate | m | 3.8254
tcons_post.Rtip | intermediate | m | 63
tcons_post.ref_axis_blade | intermediate | m | [[0.0, 0.0, 0.0], [0.0, 0.0, 2.120689655172414], [0.0, 0.0, 4.241379310344827], [0.0, 0.0, 6.362068965517241], [0.0, 0.0, 8.482758620689655], [0.0, 0.0, 10.60344827586207], [0.0, 0.0, 12.724137931034482], [0.0, 0.0, 14.844827586206895], [0.0, 0.0, 16.96551724137931], [0.0, 0.0, 19.086206896551726], [0.0, 0.0, 21.20689655172414], [0.0, 0.0, 23.327586206896548], [0.0, 0.0, 25.448275862068964], [0.0, 0.0, 27.56896551724138], [0.0, 0.0, 29.689655172413794], [0.0, 0.0, 31.810344827586206], [0.0, 0.0, 33.93103448275861], [0.0, 0.0, 36.051724137931025], [0.0, 0.0, 38.172413793103445], [0.0, 0.0, 40.293103448275865], [0.0, 0.0, 42.41379310344828], [0.0, 0.0, 44.53448275862069], [0.0, 0.0, 46.6551724137931], [0.0, 0.0, 48.77586206896552], [0.0, 0.0, 50.89655172413793], [0.0, 0.0, 53.01724137931034], [0.0, 0.0, 55.13793103448276], [0.0, 0.0, 57.25862068965517], [0.0, 0.0, 59.37931034482758], [0.0, 0.0, 61.5]]
towerse_post.z_full | intermediate | m | [0.0, 2.590000000000001, 5.180000000000002, 7.770000000000003, 10.360000000000003, 12.950000000000001, 15.54, 18.130000000000003, 20.720000000000006, 23.310000000000006, 25.900000000000002, 28.49, 31.08, 33.669999999999995, 36.260000000000005, 38.85, 41.44, 44.03000000000001, 46.62000000000001, 49.21000000000001, 51.8, 54.39, 56.98, 59.57, 62.16, 64.75, 67.34, 69.93, 72.52000000000001, 75.11, 77.7]
towerse_post.outer_diameter_full | intermediate | m | [6.5, 6.413333333333333, 6.326666666666667, 6.24, 6.15, 6.06, 5.97, 5.883333333333333, 5.796666666666667, 5.71, 5.623333333333333, 5.536666666666667, 5.45, 5.36, 5.27, 5.18, 5.093333333333333, 5.006666666666667, 4.92, 4.833333333333333, 4.746666666666667, 4.66, 4.573333333333333, 4.486666666666667, 4.4, 4.3100000000000005, 4.22, 4.13, 4.043333333333333, 3.9566666666666666, 3.8699999999999997]
towerse_post.t_full | intermediate | m | [0.0266, 0.0266, 0.0266, 0.0258, 0.0258, 0.0258, 0.025, 0.025, 0.025, 0.0242, 0.0242, 0.0242, 0.0234, 0.0234, 0.0234, 0.022600000000000002, 0.022600000000000002, 0.022600000000000002, 0.0218, 0.0218, 0.0218, 0.020999999999999998, 0.020999999999999998, 0.020999999999999998, 0.020200000000000003, 0.020200000000000003, 0.020200000000000003, 0.0194, 0.0194, 0.0194]
towerse_post.bending_height | intermediate | m | 77.7
towerse_post.E_full | intermediate | Pa | [200000000000.0, 200000000000.0, 200000000000.0, 200000000000.0, 200000000000.0, 200000000000.0, 200000000000.0, 200000000000.0, 200000000000.0, 200000000000.0, 200000000000.0, 200000000000.0, 200000000000.0, 200000000000.0, 200000000000.0, 200000000000.0, 200000000000.0, 200000000000.0, 200000000000.0, 200000000000.0, 200000000000.0, 200000000000.0, 200000000000.0, 200000000000.0, 200000000000.0, 200000000000.0, 200000000000.0, 200000000000.0, 200000000000.0, 200000000000.0]
towerse_post.G_full | intermediate | Pa | [79300000000.0, 79300000000.0, 79300000000.0, 79300000000.0, 79300000000.0, 79300000000.0, 79300000000.0, 79300000000.0, 79300000000.0, 79300000000.0, 79300000000.0, 79300000000.0, 79300000000.0, 79300000000.0, 79300000000.0, 79300000000.0, 79300000000.0, 79300000000.0, 79300000000.0, 79300000000.0, 79300000000.0, 79300000000.0, 79300000000.0, 79300000000.0, 79300000000.0, 79300000000.0, 79300000000.0, 79300000000.0, 79300000000.0, 79300000000.0]
towerse_post.rho_full | intermediate | kg/m**3 | [7800.0, 7800.0, 7800.0, 7800.0, 7800.0, 7800.0, 7800.0, 7800.0, 7800.0, 7800.0, 7800.0, 7800.0, 7800.0, 7800.0, 7800.0, 7800.000000000001, 7800.000000000001, 7800.000000000001, 7800.0, 7800.0, 7800.0, 7800.0, 7800.0, 7800.0, 7800.000000000001, 7800.000000000001, 7800.000000000001, 7799.999999999999, 7799.999999999999, 7799.999999999999]
towerse_post.sigma_y_full | intermediate | Pa | [345000000.0, 345000000.0, 345000000.0, 345000000.0, 345000000.0, 345000000.0, 345000000.0, 345000000.0, 345000000.0, 345000000.0, 345000000.0, 345000000.0, 345000000.0, 345000000.0, 345000000.0, 345000000.0, 345000000.0, 345000000.0, 345000000.0, 345000000.0, 345000000.0, 345000000.0, 345000000.0, 345000000.0, 345000000.0, 345000000.0, 345000000.0, 345000000.0, 345000000.0, 345000000.0]
towerse_post.section_A | intermediate | m**2 | [0.581936290891845, 0.5740927519118546, 0.5662492129318643, 0.5415354419135704, 0.5336351971861869, 0.5257349524587914, 0.5019876288345623, 0.4946158816729109, 0.4872441345112595, 0.46458234035060686, 0.45744648909813096, 0.450310637845652, 0.42845538087137536, 0.42129004263025477, 0.4141247043891311, 0.39323589480889815, 0.3865718353747672, 0.37990777594063624, 0.3600908864445933, 0.35366272291963485, 0.3472345593946794, 0.3283568985339346, 0.3221646309181486, 0.31597236330236567, 0.29791938546717256, 0.2917339225410752, 0.2855484596149779, 0.26846192917382233, 0.2627414533763828, 0.2570209775789433]
towerse_post.section_Asx | intermediate | m**2 | [0.3268664530123531, 0.3224690301611473, 0.3180716107278138, 0.3041799831520474, 0.29975077151425944, 0.2953215636958355, 0.2819728641841248, 0.277839953750352, 0.27370704699655823, 0.26096803810376434, 0.2569673838404034, 0.2529667334023498, 0.24068100035114204, 0.23666381800291356, 0.23264663996873702, 0.2209038344902362, 0.21716769343673215, 0.21343155658301713, 0.20229081102389235, 0.19868692660950385, 0.1950830466103176, 0.18446996861189813, 0.18099834104571372, 0.1775267181433442, 0.16737708874935367, 0.1639092811501172, 0.16044147891157365, 0.15083477604684128, 0.1476276635786636, 0.14442055644474855]
towerse_post.section_Asy | intermediate | m**2 | [0.3268664530123531, 0.3224690301611473, 0.3180716107278138, 0.3041799831520474, 0.29975077151425944, 0.2953215636958355, 0.2819728641841248, 0.277839953750352, 0.27370704699655823, 0.26096803810376434, 0.2569673838404034, 0.2529667334023498, 0.24068100035114204, 0.23666381800291356, 0.23264663996873702, 0.2209038344902362, 0.21716769343673215, 0.21343155658301713, 0.20229081102389235, 0.19868692660950385, 0.1950830466103176, 0.18446996861189813, 0.18099834104571372, 0.1775267181433442, 0.16737708874935367, 0.1639092811501172, 0.16044147891157365, 0.15083477604684128, 0.1476276635786636, 0.14442055644474855]
towerse_post.section_Ixx | intermediate | kg*m**2 | [3.007626053012849, 2.8876457183810316, 2.770899439584993, 2.5763341701269193, 2.4652170625655425, 2.357341788827059, 2.1855471149720245, 2.0906702307983984, 1.9985796827582116, 1.8489224821727206, 1.7650286466093805, 1.6837117596012885, 1.5511244894755818, 1.47459825498615, 1.400631357505689, 1.2855957211694584, 1.221338029420452, 1.1592580256773874, 1.0609270281230652, 1.0051185865724837, 0.9513024450276848, 0.8668865561452064, 0.8187621601417845, 0.7724526248925333, 0.699771638286153, 0.6570845330146073, 0.6161697113224953, 0.5551468694578138, 0.5204104439006135, 0.48715412853076573]
towerse_post.section_Iyy | intermediate | kg*m**2 | [3.007626053012849, 2.8876457183810316, 2.770899439584993, 2.5763341701269193, 2.4652170625655425, 2.357341788827059, 2.1855471149720245, 2.0906702307983984, 1.9985796827582116, 1.8489224821727206, 1.7650286466093805, 1.6837117596012885, 1.5511244894755818, 1.47459825498615, 1.400631357505689, 1.2855957211694584, 1.221338029420452, 1.1592580256773874, 1.0609270281230652, 1.0051185865724837, 0.9513024450276848, 0.8668865561452064, 0.8187621601417845, 0.7724526248925333, 0.699771638286153, 0.6570845330146073, 0.6161697113224953, 0.5551468694578138, 0.5204104439006135, 0.48715412853076573]
towerse_post.section_J0 | intermediate | kg*m**2 | [6.015252106025698, 5.775291436762063, 5.541798879169986, 5.152668340253839, 4.930434125131085, 4.714683577654118, 4.371094229944049, 4.181340461596797, 3.9971593655164233, 3.697844964345441, 3.530057293218761, 3.367423519202577, 3.1022489789511636, 2.9491965099723, 2.801262715011378, 2.571191442338917, 2.442676058840904, 2.318516051354775, 2.1218540562461303, 2.0102371731449673, 1.9026048900553696, 1.7337731122904128, 1.637524320283569, 1.5449052497850666, 1.399543276572306, 1.3141690660292147, 1.2323394226449906, 1.1102937389156275, 1.040820887801227, 0.9743082570615315]
towerse_post.section_rho | intermediate | kg/m**3 | [7800.0, 7800.0, 7800.0, 7800.0, 7800.0, 7800.0, 7800.0, 7800.0, 7800.0, 7800.0, 7800.0, 7800.0, 7800.0, 7800.0, 7800.0, 7800.000000000001, 7800.000000000001, 7800.000000000001, 7800.0, 7800.0, 7800.0, 7800.0, 7800.0, 7800.0, 7800.000000000001, 7800.000000000001, 7800.000000000001, 7799.999999999999, 7799.999999999999, 7799.999999999999]
towerse_post.section_E | intermediate | Pa | [200000000000.0, 200000000000.0, 200000000000.0, 200000000000.0, 200000000000.0, 200000000000.0, 200000000000.0, 200000000000.0, 200000000000.0, 200000000000.0, 200000000000.0, 200000000000.0, 200000000000.0, 200000000000.0, 200000000000.0, 200000000000.0, 200000000000.0, 200000000000.0, 200000000000.0, 200000000000.0, 200000000000.0, 200000000000.0, 200000000000.0, 200000000000.0, 200000000000.0, 200000000000.0, 200000000000.0, 200000000000.0, 200000000000.0, 200000000000.0]
towerse_post.section_G | intermediate | Pa | [79300000000.0, 79300000000.0, 79300000000.0, 79300000000.0, 79300000000.0, 79300000000.0, 79300000000.0, 79300000000.0, 79300000000.0, 79300000000.0, 79300000000.0, 79300000000.0, 79300000000.0, 79300000000.0, 79300000000.0, 79300000000.0, 79300000000.0, 79300000000.0, 79300000000.0, 79300000000.0, 79300000000.0, 79300000000.0, 79300000000.0, 79300000000.0, 79300000000.0, 79300000000.0, 79300000000.0, 79300000000.0, 79300000000.0, 79300000000.0]
towerse_post.section_L | intermediate | m | [2.5900000000000016, 2.5900000000000016, 2.59, 2.59, 2.59, 2.5899999999999963, 2.5900000000000034, 2.5900000000000034, 2.5899999999999963, 2.5900000000000034, 2.589999999999989, 2.5900000000000034, 2.5899999999999963, 2.5900000000000105, 2.5899999999999963, 2.5899999999999963, 2.5900000000000105, 2.5900000000000034, 2.5899999999999963, 2.589999999999989, 2.5900000000000034, 2.589999999999989, 2.5900000000000034, 2.5900000000000034, 2.5900000000000034, 2.5900000000000034, 2.5900000000000034, 2.5900000000000034, 2.589999999999989, 2.5900000000000034]
towerse_post.cylinder_Fz | intermediate | N | [[-4278190.000000001], [-4183581.1330015287], [-4084618.814397287], [-3981535.4802110614], [-3871424.6926026293], [-3757702.0947385104], [-3647806.8822602136], [-3542179.0087968917], [-3439107.1060447125], [-3338658.4150357493], [-3240657.7597110406], [-3145130.6164565086], [-3052165.8425636804], [-2961576.070426336], [-2873394.2834502338], [-2787678.667486195], [-2704242.6902717208], [-2623129.721237035], [-2544362.171542743], [-2467758.7894448577], [-2393398.5201434423], [-2321287.5478159767], [-2251248.646430787], [-2183399.3175124745], [-2116867.0389986103], [-2051784.1246815734], [-1992045.7559928952], [-1938832.8799014206], [-1890082.8890480844], [-1846487.625]]
towerse_post.cylinder_Vx | intermediate | N | [[1381185.5], [1369741.9479268263], [1357808.417888015], [1345409.781915205], [1332267.214957846], [1318702.3203599115], [1305422.3957914324], [1292479.4560170467], [1279709.1178112861], [1267110.0726642553], [1254674.0153592946], [1242407.1843439755], [1230318.4800627078], [1218398.7798250436], [1206651.510104111], [1195083.1687964045], [1183687.8682314379], [1172458.1477381918], [1161387.1661079878], [1150471.5737916632], [1139713.7067246148], [1129114.301725887], [1118667.904848742], [1108371.6053409257], [1098070.557943313], [1087814.3554712273], [1078264.39806836], [1069659.7107563203], [1061684.9592845899], [1054421.125]]
towerse_post.cylinder_Vy | intermediate | N | [[1065.3428955078125], [1779.0379266553625], [2394.922147816616], [2883.3820158007316], [3253.132307503493], [3562.1509540532547], [3864.122484035686], [4167.489516045931], [4455.6135338823615], [4721.242112643346], [4971.384375601612], [5200.5476843834795], [5400.1713140001075], [5582.7467928630895], [5738.4716668252695], [5859.714547634368], [5972.35698988756], [6043.826284234836], [6051.397814557006], [6051.337355773641], [6051.222036389147], [6028.352578793994], [5937.239406391691], [5815.210533111935], [5684.9952696209075], [5515.847093705928], [5288.23026272675], [4930.6398165581395], [4394.376991730551], [3737.9042968750005]]
towerse_post.cylinder_Mxx | intermediate | N*m | [[4018801.0], [3964743.741553569], [3926649.7903358066], [3914015.7885373677], [3919902.5528630703], [3931369.913080523], [3942756.0406851405], [3953850.9665861833], [3965833.3227243563], [3978431.0638105627], [3991838.85314605], [4005933.117969937], [4020464.5742848413], [4035577.157796808], [4051153.868537301], [4067041.2399742003], [4083362.5490764435], [4099922.7511123656], [4116553.7223699177], [4133365.51928397], [4150156.2887006705], [4166800.418113947], [4183388.780721493], [4199699.893921264], [4214771.860447418], [4228989.076583654], [4245946.421529724], [4268947.721284665], [4298058.101133163], [4331839.5]]
towerse_post.cylinder_Myy | intermediate | N*m | [[92917872.0], [89235439.74809968], [85588076.17432044], [81976286.55314927], [78399638.2185292], [74857529.23584987], [71349822.98050016], [67876043.43055758], [64435631.69267139], [61028120.40541673], [57653027.38761955], [54309914.36404173], [50998350.89962036], [47717875.72171096], [44468083.93837155], [41248583.513084404], [38058954.71591193], [34898742.57855269], [31767505.19179699], [28664864.6888656], [25590409.07540863], [22543740.52852859], [19524497.949227072], [16532265.28108777], [13566545.491415756], [10627040.812465519], [7713844.299749066], [4826637.314232535], [1965058.649984624], [-870547.8125000009]]
towerse_post.cylinder_Mzz | intermediate | N*m | [[78531.4765625], [79568.75458102269], [80312.72055313102], [80562.41353746438], [80470.97133831165], [80303.6374814369], [80162.95923982463], [80056.03849255774], [79957.53138844851], [79865.73917381138], [79780.09330477982], [79699.9479191881], [79624.12804122966], [79550.92576017532], [79483.73453456712], [79426.46349197015], [79377.44149786566], [79331.53106223271], [79284.62593946225], [79238.12558915236], [79192.70445898044], [79148.55742770973], [79105.48946509624], [79063.71657117127], [79029.30647794108], [79000.01941232024], [78949.80555005328], [78592.01164510923], [77693.58033278259], [76510.74999999999]]
towerse_post.qdyn | intermediate | Pa | [[167.55446547638007], [176.26320688160112], [183.66897249166948], [190.14602055898268], [195.92376454109598], [201.15378016900115], [205.9418468532038], [210.36493367374356], [214.4809245969694], [218.33453012910851], [221.96105753655215], [225.38891198426822], [228.64131136984747], [231.73749542665797], [234.69359902359514], [237.52329627467125], [240.2382844243317], [242.84865333025584], [245.3631717152896], [247.7895118438272], [250.13442795230108], [252.4038994708527], [254.60324710546584], [256.7372277629677], [258.81011281106436], [260.8257530862737], [262.787633270724], [264.6989176707918], [266.56248898908433], [268.38098134641376], [270.1568085539687]]
financese.tcc_per_kW | intermediate | USD/kW | 643.2077
financese.turbine_aep | intermediate | kW*h | 23902757.0625
outputs_2_screen.aep | intermediate | GW*h | 23.9028
outputs_2_screen.blade_mass | intermediate | kg | 16419.8667
outputs_2_screen.lcoe | intermediate | USD/MW/h | 102.2933
outputs_2_screen.tip_deflection | intermediate | m | 4.528
floatingse.variable_ballast_mass | output | kg | 526481.5991
floatingse.fairlead_radius | intermediate | m | 5.2
floatingse.fairlead | intermediate | m | 70
floatingse.member0:nodes_xyz | intermediate | m | [[0.0, 0.0, -120.0], [0.0, 0.0, -119.9], [0.0, 0.0, -107.025], [0.0, 0.0, -106.975], [0.0, 0.0, -94.99969999999999], [0.0, 0.0, -69.9994], [0.0, 0.0, -68.99969999999999], [0.0, 0.0, -68.0], [0.0, 0.0, -55.025000000000006], [0.0, 0.0, -54.974999999999994], [0.0, 0.0, -39.998000000000005], [0.0, 0.0, -12.021], [0.0, 0.0, -11.99600000000001], [0.0, 0.0, -11.971000000000004], [0.0, 0.0, -7.998499999999993], [0.0, 0.0, -4.001000000000005], [0.0, 0.0, 2.999500000000012], [0.0, 0.0, 9.949999999999989], [0.0, 0.0, 10.0], [-9999.0, -9999.0, -9999.0], [-9999.0, -9999.0, -9999.0], [-9999.0, -9999.0, -9999.0], [-9999.0, -9999.0, -9999.0], [-9999.0, -9999.0, -9999.0], [-9999.0, -9999.0, -9999.0], [-9999.0, -9999.0, -9999.0], [-9999.0, -9999.0, -9999.0], [-9999.0, -9999.0, -9999.0], [-9999.0, -9999.0, -9999.0], [-9999.0, -9999.0, -9999.0], [-9999.0, -9999.0, -9999.0], [-9999.0, -9999.0, -9999.0], [-9999.0, -9999.0, -9999.0], [-9999.0, -9999.0, -9999.0], [-9999.0, -9999.0, -9999.0], [-9999.0, -9999.0, -9999.0], [-9999.0, -9999.0, -9999.0], [-9999.0, -9999.0, -9999.0], [-9999.0, -9999.0, -9999.0], [-9999.0, -9999.0, -9999.0], [-9999.0, -9999.0, -9999.0], [-9999.0, -9999.0, -9999.0], [-9999.0, -9999.0, -9999.0], [-9999.0, -9999.0, -9999.0], [-9999.0, -9999.0, -9999.0], [-9999.0, -9999.0, -9999.0], [-9999.0, -9999.0, -9999.0], [-9999.0, -9999.0, -9999.0], [-9999.0, -9999.0, -9999.0], [-9999.0, -9999.0, -9999.0], [-9999.0, -9999.0, -9999.0], [-9999.0, -9999.0, -9999.0], [-9999.0, -9999.0, -9999.0], [-9999.0, -9999.0, -9999.0], [-9999.0, -9999.0, -9999.0], [-9999.0, -9999.0, -9999.0], [-9999.0, -9999.0, -9999.0], [-9999.0, -9999.0, -9999.0], [-9999.0, -9999.0, -9999.0], [-9999.0, -9999.0, -9999.0], [-9999.0, -9999.0, -9999.0], [-9999.0, -9999.0, -9999.0], [-9999.0, -9999.0, -9999.0], [-9999.0, -9999.0, -9999.0], [-9999.0, -9999.0, -9999.0], [-9999.0, -9999.0, -9999.0], [-9999.0, -9999.0, -9999.0], [-9999.0, -9999.0, -9999.0], [-9999.0, -9999.0, -9999.0], [-9999.0, -9999.0, -9999.0], [-9999.0, -9999.0, -9999.0], [-9999.0, -9999.0, -9999.0], [-9999.0, -9999.0, -9999.0], [-9999.0, -9999.0, -9999.0], [-9999.0, -9999.0, -9999.0], [-9999.0, -9999.0, -9999.0], [-9999.0, -9999.0, -9999.0], [-9999.0, -9999.0, -9999.0], [-9999.0, -9999.0, -9999.0], [-9999.0, -9999.0, -9999.0], [-9999.0, -9999.0, -9999.0], [-9999.0, -9999.0, -9999.0], [-9999.0, -9999.0, -9999.0], [-9999.0, -9999.0, -9999.0], [-9999.0, -9999.0, -9999.0], [-9999.0, -9999.0, -9999.0], [-9999.0, -9999.0, -9999.0], [-9999.0, -9999.0, -9999.0], [-9999.0, -9999.0, -9999.0], [-9999.0, -9999.0, -9999.0], [-9999.0, -9999.0, -9999.0], [-9999.0, -9999.0, -9999.0], [-9999.0, -9999.0, -9999.0], [-9999.0, -9999.0, -9999.0], [-9999.0, -9999.0, -9999.0], [-9999.0, -9999.0, -9999.0], [-9999.0, -9999.0, -9999.0], [-9999.0, -9999.0, -9999.0], [-9999.0, -9999.0, -9999.0], [-9999.0, -9999.0, -9999.0], [-9999.0, -9999.0, -9999.0], [-9999.0, -9999.0, -9999.0], [-9999.0, -9999.0, -9999.0], [-9999.0, -9999.0, -9999.0], [-9999.0, -9999.0, -9999.0], [-9999.0, -9999.0, -9999.0], [-9999.0, -9999.0, -9999.0], [-9999.0, -9999.0, -9999.0], [-9999.0, -9999.0, -9999.0], [-9999.0, -9999.0, -9999.0], [-9999.0, -9999.0, -9999.0], [-9999.0, -9999.0, -9999.0], [-9999.0, -9999.0, -9999.0], [-9999.0, -9999.0, -9999.0], [-9999.0, -9999.0, -9999.0], [-9999.0, -9999.0, -9999.0], [-9999.0, -9999.0, -9999.0], [-9999.0, -9999.0, -9999.0], [-9999.0, -9999.0, -9999.0], [-9999.0, -9999.0, -9999.0], [-9999.0, -9999.0, -9999.0], [-9999.0, -9999.0, -9999.0], [-9999.0, -9999.0, -9999.0], [-9999.0, -9999.0, -9999.0], [-9999.0, -9999.0, -9999.0], [-9999.0, -9999.0, -9999.0], [-9999.0, -9999.0, -9999.0], [-9999.0, -9999.0, -9999.0], [-9999.0, -9999.0, -9999.0], [-9999.0, -9999.0, -9999.0], [-9999.0, -9999.0, -9999.0], [-9999.0, -9999.0, -9999.0], [-9999.0, -9999.0, -9999.0], [-9999.0, -9999.0, -9999.0], [-9999.0, -9999.0, -9999.0], [-9999.0, -9999.0, -9999.0], [-9999.0, -9999.0, -9999.0], [-9999.0, -9999.0, -9999.0], [-9999.0, -9999.0, -9999.0], [-9999.0, -9999.0, -9999.0], [-9999.0, -9999.0, -9999.0], [-9999.0, -9999.0, -9999.0], [-9999.0, -9999.0, -9999.0], [-9999.0, -9999.0, -9999.0], [-9999.0, -9999.0, -9999.0], [-9999.0, -9999.0, -9999.0], [-9999.0, -9999.0, -9999.0], [-9999.0, -9999.0, -9999.0], [-9999.0, -9999.0, -9999.0], [-9999.0, -9999.0, -9999.0], [-9999.0, -9999.0, -9999.0], [-9999.0, -9999.0, -9999.0], [-9999.0, -9999.0, -9999.0], [-9999.0, -9999.0, -9999.0], [-9999.0, -9999.0, -9999.0], [-9999.0, -9999.0, -9999.0], [-9999.0, -9999.0, -9999.0], [-9999.0, -9999.0, -9999.0], [-9999.0, -9999.0, -9999.0], [-9999.0, -9999.0, -9999.0], [-9999.0, -9999.0, -9999.0], [-9999.0, -9999.0, -9999.0], [-9999.0, -9999.0, -9999.0], [-9999.0, -9999.0, -9999.0], [-9999.0, -9999.0, -9999.0], [-9999.0, -9999.0, -9999.0], [-9999.0, -9999.0, -9999.0], [-9999.0, -9999.0, -9999.0], [-9999.0, -9999.0, -9999.0], [-9999.0, -9999.0, -9999.0], [-9999.0, -9999.0, -9999.0], [-9999.0, -9999.0, -9999.0], [-9999.0, -9999.0, -9999.0], [-9999.0, -9999.0, -9999.0], [-9999.0, -9999.0, -9999.0], [-9999.0, -9999.0, -9999.0], [-9999.0, -9999.0, -9999.0], [-9999.0, -9999.0, -9999.0], [-9999.0, -9999.0, -9999.0], [-9999.0, -9999.0, -9999.0], [-9999.0, -9999.0, -9999.0], [-9999.0, -9999.0, -9999.0], [-9999.0, -9999.0, -9999.0], [-9999.0, -9999.0, -9999.0], [-9999.0, -9999.0, -9999.0], [-9999.0, -9999.0, -9999.0], [-9999.0, -9999.0, -9999.0], [-9999.0, -9999.0, -9999.0], [-9999.0, -9999.0, -9999.0], [-9999.0, -9999.0, -9999.0], [-9999.0, -9999.0, -9999.0], [-9999.0, -9999.0, -9999.0], [-9999.0, -9999.0, -9999.0], [-9999.0, -9999.0, -9999.0], [-9999.0, -9999.0, -9999.0], [-9999.0, -9999.0, -9999.0], [-9999.0, -9999.0, -9999.0], [-9999.0, -9999.0, -9999.0], [-9999.0, -9999.0, -9999.0], [-9999.0, -9999.0, -9999.0]]
floatingse.member0:constr_ballast_capacity | intermediate |  | [0.2581103038064133, 0.0]
floatingse.member1:nodes_xyz | intermediate | m | [[5.2, 0.0, -70.0], [5.180000000133136, 0.0, -69.9999976923077], [4.719999968579883, 0.0, -69.99994461538098], [4.699999968713018, 0.0, -69.9999423076887], [2.6, 0.0, -69.99969999999999], [0.0, 0.0, -69.9994], [-9999.0, -9999.0, -9999.0], [-9999.0, -9999.0, -9999.0], [-9999.0, -9999.0, -9999.0], [-9999.0, -9999.0, -9999.0], [-9999.0, -9999.0, -9999.0], [-9999.0, -9999.0, -9999.0], [-9999.0, -9999.0, -9999.0], [-9999.0, -9999.0, -9999.0], [-9999.0, -9999.0, -9999.0], [-9999.0, -9999.0, -9999.0], [-9999.0, -9999.0, -9999.0], [-9999.0, -9999.0, -9999.0], [-9999.0, -9999.0, -9999.0], [-9999.0, -9999.0, -9999.0], [-9999.0, -9999.0, -9999.0], [-9999.0, -9999.0, -9999.0], [-9999.0, -9999.0, -9999.0], [-9999.0, -9999.0, -9999.0], [-9999.0, -9999.0, -9999.0], [-9999.0, -9999.0, -9999.0], [-9999.0, -9999.0, -9999.0], [-9999.0, -9999.0, -9999.0], [-9999.0, -9999.0, -9999.0], [-9999.0, -9999.0, -9999.0], [-9999.0, -9999.0, -9999.0], [-9999.0, -9999.0, -9999.0], [-9999.0, -9999.0, -9999.0], [-9999.0, -9999.0, -9999.0], [-9999.0, -9999.0, -9999.0], [-9999.0, -9999.0, -9999.0], [-9999.0, -9999.0, -9999.0], [-9999.0, -9999.0, -9999.0], [-9999.0, -9999.0, -9999.0], [-9999.0, -9999.0, -9999.0], [-9999.0, -9999.0, -9999.0], [-9999.0, -9999.0, -9999.0], [-9999.0, -9999.0, -9999.0], [-9999.0, -9999.0, -9999.0], [-9999.0, -9999.0, -9999.0], [-9999.0, -9999.0, -9999.0], [-9999.0, -9999.0, -9999.0], [-9999.0, -9999.0, -9999.0], [-9999.0, -9999.0, -9999.0], [-9999.0, -9999.0, -9999.0], [-9999.0, -9999.0, -9999.0], [-9999.0, -9999.0, -9999.0], [-9999.0, -9999.0, -9999.0], [-9999.0, -9999.0, -9999.0], [-9999.0, -9999.0, -9999.0], [-9999.0, -9999.0, -9999.0], [-9999.0, -9999.0, -9999.0], [-9999.0, -9999.0, -9999.0], [-9999.0, -9999.0, -9999.0], [-9999.0, -9999.0, -9999.0], [-9999.0, -9999.0, -9999.0], [-9999.0, -9999.0, -9999.0], [-9999.0, -9999.0, -9999.0], [-9999.0, -9999.0, -9999.0], [-9999.0, -9999.0, -9999.0], [-9999.0, -9999.0, -9999.0], [-9999.0, -9999.0, -9999.0], [-9999.0, -9999.0, -9999.0], [-9999.0, -9999.0, -9999.0], [-9999.0, -9999.0, -9999.0], [-9999.0, -9999.0, -9999.0], [-9999.0, -9999.0, -9999.0], [-9999.0, -9999.0, -9999.0], [-9999.0, -9999.0, -9999.0], [-9999.0, -9999.0, -9999.0], [-9999.0, -9999.0, -9999.0], [-9999.0, -9999.0, -9999.0], [-9999.0, -9999.0, -9999.0], [-9999.0, -9999.0, -9999.0], [-9999.0, -9999.0, -9999.0], [-9999.0, -9999.0, -9999.0], [-9999.0, -9999.0, -9999.0], [-9999.0, -9999.0, -9999.0], [-9999.0, -9999.0, -9999.0], [-9999.0, -9999.0, -9999.0], [-9999.0, -9999.0, -9999.0], [-9999.0, -9999.0, -9999.0], [-9999.0, -9999.0, -9999.0], [-9999.0, -9999.0, -9999.0], [-9999.0, -9999.0, -9999.0], [-9999.0, -9999.0, -9999.0], [-9999.0, -9999.0, -9999.0], [-9999.0, -9999.0, -9999.0], [-9999.0, -9999.0, -9999.0], [-9999.0, -9999.0, -9999.0], [-9999.0, -9999.0, -9999.0], [-9999.0, -9999.0, -9999.0], [-9999.0, -9999.0, -9999.0], [-9999.0, -9999.0, -9999.0], [-9999.0, -9999.0, -9999.0], [-9999.0, -9999.0, -9999.0], [-9999.0, -9999.0, -9999.0], [-9999.0, -9999.0, -9999.0], [-9999.0, -9999.0, -9999.0], [-9999.0, -9999.0, -9999.0], [-9999.0, -9999.0, -9999.0], [-9999.0, -9999.0, -9999.0], [-9999.0, -9999.0, -9999.0], [-9999.0, -9999.0, -9999.0], [-9999.0, -9999.0, -9999.0], [-9999.0, -9999.0, -9999.0], [-9999.0, -9999.0, -9999.0], [-9999.0, -9999.0, -9999.0], [-9999.0, -9999.0, -9999.0], [-9999.0, -9999.0, -9999.0], [-9999.0, -9999.0, -9999.0], [-9999.0, -9999.0, -9999.0], [-9999.0, -9999.0, -9999.0], [-9999.0, -9999.0, -9999.0], [-9999.0, -9999.0, -9999.0], [-9999.0, -9999.0, -9999.0], [-9999.0, -9999.0, -9999.0], [-9999.0, -9999.0, -9999.0], [-9999.0, -9999.0, -9999.0], [-9999.0, -9999.0, -9999.0], [-9999.0, -9999.0, -9999.0], [-9999.0, -9999.0, -9999.0], [-9999.0, -9999.0, -9999.0], [-9999.0, -9999.0, -9999.0], [-9999.0, -9999.0, -9999.0], [-9999.0, -9999.0, -9999.0], [-9999.0, -9999.0, -9999.0], [-9999.0, -9999.0, -9999.0], [-9999.0, -9999.0, -9999.0], [-9999.0, -9999.0, -9999.0], [-9999.0, -9999.0, -9999.0], [-9999.0, -9999.0, -9999.0], [-9999.0, -9999.0, -9999.0], [-9999.0, -9999.0, -9999.0], [-9999.0, -9999.0, -9999.0], [-9999.0, -9999.0, -9999.0], [-9999.0, -9999.0, -9999.0], [-9999.0, -9999.0, -9999.0], [-9999.0, -9999.0, -9999.0], [-9999.0, -9999.0, -9999.0], [-9999.0, -9999.0, -9999.0], [-9999.0, -9999.0, -9999.0], [-9999.0, -9999.0, -9999.0], [-9999.0, -9999.0, -9999.0], [-9999.0, -9999.0, -9999.0], [-9999.0, -9999.0, -9999.0], [-9999.0, -9999.0, -9999.0], [-9999.0, -9999.0, -9999.0], [-9999.0, -9999.0, -9999.0], [-9999.0, -9999.0, -9999.0], [-9999.0, -9999.0, -9999.0], [-9999.0, -9999.0, -9999.0], [-9999.0, -9999.0, -9999.0], [-9999.0, -9999.0, -9999.0], [-9999.0, -9999.0, -9999.0], [-9999.0, -9999.0, -9999.0], [-9999.0, -9999.0, -9999.0], [-9999.0, -9999.0, -9999.0], [-9999.0, -9999.0, -9999.0], [-9999.0, -9999.0, -9999.0], [-9999.0, -9999.0, -9999.0], [-9999.0, -9999.0, -9999.0], [-9999.0, -9999.0, -9999.0], [-9999.0, -9999.0, -9999.0], [-9999.0, -9999.0, -9999.0], [-9999.0, -9999.0, -9999.0], [-9999.0, -9999.0, -9999.0], [-9999.0, -9999.0, -9999.0], [-9999.0, -9999.0, -9999.0], [-9999.0, -9999.0, -9999.0], [-9999.0, -9999.0, -9999.0], [-9999.0, -9999.0, -9999.0], [-9999.0, -9999.0, -9999.0], [-9999.0, -9999.0, -9999.0], [-9999.0, -9999.0, -9999.0], [-9999.0, -9999.0, -9999.0], [-9999.0, -9999.0, -9999.0], [-9999.0, -9999.0, -9999.0], [-9999.0, -9999.0, -9999.0], [-9999.0, -9999.0, -9999.0], [-9999.0, -9999.0, -9999.0], [-9999.0, -9999.0, -9999.0], [-9999.0, -9999.0, -9999.0], [-9999.0, -9999.0, -9999.0], [-9999.0, -9999.0, -9999.0], [-9999.0, -9999.0, -9999.0], [-9999.0, -9999.0, -9999.0], [-9999.0, -9999.0, -9999.0], [-9999.0, -9999.0, -9999.0], [-9999.0, -9999.0, -9999.0], [-9999.0, -9999.0, -9999.0], [-9999.0, -9999.0, -9999.0], [-9999.0, -9999.0, -9999.0], [-9999.0, -9999.0, -9999.0], [-9999.0, -9999.0, -9999.0]]
floatingse.member1:constr_ballast_capacity | intermediate |  | []
floatingse.member2:nodes_xyz | intermediate | m | [[-2.5999999999999988, 4.503332099679081, -70.0], [-2.5900000000665666, 4.486011591718691, -69.9999976923077], [-2.35999998428994, 4.087639878651931, -69.99994461538098], [-2.3499999843565083, 4.070319370691541, -69.9999423076887], [-1.2999999999999994, 2.2516660498395407, -69.99969999999999], [0.0, 0.0, -69.9994], [-9999.0, -9999.0, -9999.0], [-9999.0, -9999.0, -9999.0], [-9999.0, -9999.0, -9999.0], [-9999.0, -9999.0, -9999.0], [-9999.0, -9999.0, -9999.0], [-9999.0, -9999.0, -9999.0], [-9999.0, -9999.0, -9999.0], [-9999.0, -9999.0, -9999.0], [-9999.0, -9999.0, -9999.0], [-9999.0, -9999.0, -9999.0], [-9999.0, -9999.0, -9999.0], [-9999.0, -9999.0, -9999.0], [-9999.0, -9999.0, -9999.0], [-9999.0, -9999.0, -9999.0], [-9999.0, -9999.0, -9999.0], [-9999.0, -9999.0, -9999.0], [-9999.0, -9999.0, -9999.0], [-9999.0, -9999.0, -9999.0], [-9999.0, -9999.0, -9999.0], [-9999.0, -9999.0, -9999.0], [-9999.0, -9999.0, -9999.0], [-9999.0, -9999.0, -9999.0], [-9999.0, -9999.0, -9999.0], [-9999.0, -9999.0, -9999.0], [-9999.0, -9999.0, -9999.0], [-9999.0, -9999.0, -9999.0], [-9999.0, -9999.0, -9999.0], [-9999.0, -9999.0, -9999.0], [-9999.0, -9999.0, -9999.0], [-9999.0, -9999.0, -9999.0], [-9999.0, -9999.0, -9999.0], [-9999.0, -9999.0, -9999.0], [-9999.0, -9999.0, -9999.0], [-9999.0, -9999.0, -9999.0], [-9999.0, -9999.0, -9999.0], [-9999.0, -9999.0, -9999.0], [-9999.0, -9999.0, -9999.0], [-9999.0, -9999.0, -9999.0], [-9999.0, -9999.0, -9999.0], [-9999.0, -9999.0, -9999.0], [-9999.0, -9999.0, -9999.0], [-9999.0, -9999.0, -9999.0], [-9999.0, -9999.0, -9999.0], [-9999.0, -9999.0, -9999.0], [-9999.0, -9999.0, -9999.0], [-9999.0, -9999.0, -9999.0], [-9999.0, -9999.0, -9999.0], [-9999.0, -9999.0, -9999.0], [-9999.0, -9999.0, -9999.0], [-9999.0, -9999.0, -9999.0], [-9999.0, -9999.0, -9999.0], [-9999.0, -9999.0, -9999.0], [-9999.0, -9999.0, -9999.0], [-9999.0, -9999.0, -9999.0], [-9999.0, -9999.0, -9999.0], [-9999.0, -9999.0, -9999.0], [-9999.0, -9999.0, -9999.0], [-9999.0, -9999.0, -9999.0], [-9999.0, -9999.0, -9999.0], [-9999.0, -9999.0, -9999.0], [-9999.0, -9999.0, -9999.0], [-9999.0, -9999.0, -9999.0], [-9999.0, -9999.0, -9999.0], [-9999.0, -9999.0, -9999.0], [-9999.0, -9999.0, -9999.0], [-9999.0, -9999.0, -9999.0], [-9999.0, -9999.0, -9999.0], [-9999.0, -9999.0, -9999.0], [-9999.0, -9999.0, -9999.0], [-9999.0, -9999.0, -9999.0], [-9999.0, -9999.0, -9999.0], [-9999.0, -9999.0, -9999.0], [-9999.0, -9999.0, -9999.0], [-9999.0, -9999.0, -9999.0], [-9999.0, -9999.0, -9999.0], [-9999.0, -9999.0, -9999.0], [-9999.0, -9999.0, -9999.0], [-9999.0, -9999.0, -9999.0], [-9999.0, -9999.0, -9999.0], [-9999.0, -9999.0, -9999.0], [-9999.0, -9999.0, -9999.0], [-9999.0, -9999.0, -9999.0], [-9999.0, -9999.0, -9999.0], [-9999.0, -9999.0, -9999.0], [-9999.0, -9999.0, -9999.0], [-9999.0, -9999.0, -9999.0], [-9999.0, -9999.0, -9999.0], [-9999.0, -9999.0, -9999.0], [-9999.0, -9999.0, -9999.0], [-9999.0, -9999.0, -9999.0], [-9999.0, -9999.0, -9999.0], [-9999.0, -9999.0, -9999.0], [-9999.0, -9999.0, -9999.0], [-9999.0, -9999.0, -9999.0], [-9999.0, -9999.0, -9999.0], [-9999.0, -9999.0, -9999.0], [-9999.0, -9999.0, -9999.0], [-9999.0, -9999.0, -9999.0], [-9999.0, -9999.0, -9999.0], [-9999.0, -9999.0, -9999.0], [-9999.0, -9999.0, -9999.0], [-9999.0, -9999.0, -9999.0], [-9999.0, -9999.0, -9999.0], [-9999.0, -9999.0, -9999.0], [-9999.0, -9999.0, -9999.0], [-9999.0, -9999.0, -9999.0], [-9999.0, -9999.0, -9999.0], [-9999.0, -9999.0, -9999.0], [-9999.0, -9999.0, -9999.0], [-9999.0, -9999.0, -9999.0], [-9999.0, -9999.0, -9999.0], [-9999.0, -9999.0, -9999.0], [-9999.0, -9999.0, -9999.0], [-9999.0, -9999.0, -9999.0], [-9999.0, -9999.0, -9999.0], [-9999.0, -9999.0, -9999.0], [-9999.0, -9999.0, -9999.0], [-9999.0, -9999.0, -9999.0], [-9999.0, -9999.0, -9999.0], [-9999.0, -9999.0, -9999.0], [-9999.0, -9999.0, -9999.0], [-9999.0, -9999.0, -9999.0], [-9999.0, -9999.0, -9999.0], [-9999.0, -9999.0, -9999.0], [-9999.0, -9999.0, -9999.0], [-9999.0, -9999.0, -9999.0], [-9999.0, -9999.0, -9999.0], [-9999.0, -9999.0, -9999.0], [-9999.0, -9999.0, -9999.0], [-9999.0, -9999.0, -9999.0], [-9999.0, -9999.0, -9999.0], [-9999.0, -9999.0, -9999.0], [-9999.0, -9999.0, -9999.0], [-9999.0, -9999.0, -9999.0], [-9999.0, -9999.0, -9999.0], [-9999.0, -9999.0, -9999.0], [-9999.0, -9999.0, -9999.0], [-9999.0, -9999.0, -9999.0], [-9999.0, -9999.0, -9999.0], [-9999.0, -9999.0, -9999.0], [-9999.0, -9999.0, -9999.0], [-9999.0, -9999.0, -9999.0], [-9999.0, -9999.0, -9999.0], [-9999.0, -9999.0, -9999.0], [-9999.0, -9999.0, -9999.0], [-9999.0, -9999.0, -9999.0], [-9999.0, -9999.0, -9999.0], [-9999.0, -9999.0, -9999.0], [-9999.0, -9999.0, -9999.0], [-9999.0, -9999.0, -9999.0], [-9999.0, -9999.0, -9999.0], [-9999.0, -9999.0, -9999.0], [-9999.0, -9999.0, -9999.0], [-9999.0, -9999.0, -9999.0], [-9999.0, -9999.0, -9999.0], [-9999.0, -9999.0, -9999.0], [-9999.0, -9999.0, -9999.0], [-9999.0, -9999.0, -9999.0], [-9999.0, -9999.0, -9999.0], [-9999.0, -9999.0, -9999.0], [-9999.0, -9999.0, -9999.0], [-9999.0, -9999.0, -9999.0], [-9999.0, -9999.0, -9999.0], [-9999.0, -9999.0, -9999.0], [-9999.0, -9999.0, -9999.0], [-9999.0, -9999.0, -9999.0], [-9999.0, -9999.0, -9999.0], [-9999.0, -9999.0, -9999.0], [-9999.0, -9999.0, -9999.0], [-9999.0, -9999.0, -9999.0], [-9999.0, -9999.0, -9999.0], [-9999.0, -9999.0, -9999.0], [-9999.0, -9999.0, -9999.0], [-9999.0, -9999.0, -9999.0], [-9999.0, -9999.0, -9999.0], [-9999.0, -9999.0, -9999.0], [-9999.0, -9999.0, -9999.0], [-9999.0, -9999.0, -9999.0], [-9999.0, -9999.0, -9999.0], [-9999.0, -9999.0, -9999.0], [-9999.0, -9999.0, -9999.0], [-9999.0, -9999.0, -9999.0], [-9999.0, -9999.0, -9999.0], [-9999.0, -9999.0, -9999.0], [-9999.0, -9999.0, -9999.0], [-9999.0, -9999.0, -9999.0], [-9999.0, -9999.0, -9999.0], [-9999.0, -9999.0, -9999.0], [-9999.0, -9999.0, -9999.0], [-9999.0, -9999.0, -9999.0], [-9999.0, -9999.0, -9999.0], [-9999.0, -9999.0, -9999.0], [-9999.0, -9999.0, -9999.0], [-9999.0, -9999.0, -9999.0]]
floatingse.member2:constr_ballast_capacity | intermediate |  | []
floatingse.member3:nodes_xyz | intermediate | m | [[-2.6000000000000023, -4.5033320996790795, -70.0], [-2.59000000006657, -4.4860115917186905, -69.9999976923077], [-2.359999984289943, -4.087639878651929, -69.99994461538098], [-2.3499999843565114, -4.070319370691539, -69.9999423076887], [-1.3000000000000012, -2.2516660498395398, -69.99969999999999], [0.0, 0.0, -69.9994], [-9999.0, -9999.0, -9999.0], [-9999.0, -9999.0, -9999.0], [-9999.0, -9999.0, -9999.0], [-9999.0, -9999.0, -9999.0], [-9999.0, -9999.0, -9999.0], [-9999.0, -9999.0, -9999.0], [-9999.0, -9999.0, -9999.0], [-9999.0, -9999.0, -9999.0], [-9999.0, -9999.0, -9999.0], [-9999.0, -9999.0, -9999.0], [-9999.0, -9999.0, -9999.0], [-9999.0, -9999.0, -9999.0], [-9999.0, -9999.0, -9999.0], [-9999.0, -9999.0, -9999.0], [-9999.0, -9999.0, -9999.0], [-9999.0, -9999.0, -9999.0], [-9999.0, -9999.0, -9999.0], [-9999.0, -9999.0, -9999.0], [-9999.0, -9999.0, -9999.0], [-9999.0, -9999.0, -9999.0], [-9999.0, -9999.0, -9999.0], [-9999.0, -9999.0, -9999.0], [-9999.0, -9999.0, -9999.0], [-9999.0, -9999.0, -9999.0], [-9999.0, -9999.0, -9999.0], [-9999.0, -9999.0, -9999.0], [-9999.0, -9999.0, -9999.0], [-9999.0, -9999.0, -9999.0], [-9999.0, -9999.0, -9999.0], [-9999.0, -9999.0, -9999.0], [-9999.0, -9999.0, -9999.0], [-9999.0, -9999.0, -9999.0], [-9999.0, -9999.0, -9999.0], [-9999.0, -9999.0, -9999.0], [-9999.0, -9999.0, -9999.0], [-9999.0, -9999.0, -9999.0], [-9999.0, -9999.0, -9999.0], [-9999.0, -9999.0, -9999.0], [-9999.0, -9999.0, -9999.0], [-9999.0, -9999.0, -9999.0], [-9999.0, -9999.0, -9999.0], [-9999.0, -9999.0, -9999.0], [-9999.0, -9999.0, -9999.0], [-9999.0, -9999.0, -9999.0], [-9999.0, -9999.0, -9999.0], [-9999.0, -9999.0, -9999.0], [-9999.0, -9999.0, -9999.0], [-9999.0, -9999.0, -9999.0], [-9999.0, -9999.0, -9999.0], [-9999.0, -9999.0, -9999.0], [-9999.0, -9999.0, -9999.0], [-9999.0, -9999.0, -9999.0], [-9999.0, -9999.0, -9999.0], [-9999.0, -9999.0, -9999.0], [-9999.0, -9999.0, -9999.0], [-9999.0, -9999.0, -9999.0], [-9999.0, -9999.0, -9999.0], [-9999.0, -9999.0, -9999.0], [-9999.0, -9999.0, -9999.0], [-9999.0, -9999.0, -9999.0], [-9999.0, -9999.0, -9999.0], [-9999.0, -9999.0, -9999.0], [-9999.0, -9999.0, -9999.0], [-9999.0, -9999.0, -9999.0], [-9999.0, -9999.0, -9999.0], [-9999.0, -9999.0, -9999.0], [-9999.0, -9999.0, -9999.0], [-9999.0, -9999.0, -9999.0], [-9999.0, -9999.0, -9999.0], [-9999.0, -9999.0, -9999.0], [-9999.0, -9999.0, -9999.0], [-9999.0, -9999.0, -9999.0], [-9999.0, -9999.0, -9999.0], [-9999.0, -9999.0, -9999.0], [-9999.0, -9999.0, -9999.0], [-9999.0, -9999.0, -9999.0], [-9999.0, -9999.0, -9999.0], [-9999.0, -9999.0, -9999.0], [-9999.0, -9999.0, -9999.0], [-9999.0, -9999.0, -9999.0], [-9999.0, -9999.0, -9999.0], [-9999.0, -9999.0, -9999.0], [-9999.0, -9999.0, -9999.0], [-9999.0, -9999.0, -9999.0], [-9999.0, -9999.0, -9999.0], [-9999.0, -9999.0, -9999.0], [-9999.0, -9999.0, -9999.0], [-9999.0, -9999.0, -9999.0], [-9999.0, -9999.0, -9999.0], [-9999.0, -9999.0, -9999.0], [-9999.0, -9999.0, -9999.0], [-9999.0, -9999.0, -9999.0], [-9999.0, -9999.0, -9999.0], [-9999.0, -9999.0, -9999.0], [-9999.0, -9999.0, -9999.0], [-9999.0, -9999.0, -9999.0], [-9999.0, -9999.0, -9999.0], [-9999.0, -9999.0, -9999.0], [-9999.0, -9999.0, -9999.0], [-9999.0, -9999.0, -9999.0], [-9999.0, -9999.0, -9999.0], [-9999.0, -9999.0, -9999.0], [-9999.0, -9999.0, -9999.0], [-9999.0, -9999.0, -9999.0], [-9999.0, -9999.0, -9999.0], [-9999.0, -9999.0, -9999.0], [-9999.0, -9999.0, -9999.0], [-9999.0, -9999.0, -9999.0], [-9999.0, -9999.0, -9999.0], [-9999.0, -9999.0, -9999.0], [-9999.0, -9999.0, -9999.0], [-9999.0, -9999.0, -9999.0], [-9999.0, -9999.0, -9999.0], [-9999.0, -9999.0, -9999.0], [-9999.0, -9999.0, -9999.0], [-9999.0, -9999.0, -9999.0], [-9999.0, -9999.0, -9999.0], [-9999.0, -9999.0, -9999.0], [-9999.0, -9999.0, -9999.0], [-9999.0, -9999.0, -9999.0], [-9999.0, -9999.0, -9999.0], [-9999.0, -9999.0, -9999.0], [-9999.0, -9999.0, -9999.0], [-9999.0, -9999.0, -9999.0], [-9999.0, -9999.0, -9999.0], [-9999.0, -9999.0, -9999.0], [-9999.0, -9999.0, -9999.0], [-9999.0, -9999.0, -9999.0], [-9999.0, -9999.0, -9999.0], [-9999.0, -9999.0, -9999.0], [-9999.0, -9999.0, -9999.0], [-9999.0, -9999.0, -9999.0], [-9999.0, -9999.0, -9999.0], [-9999.0, -9999.0, -9999.0], [-9999.0, -9999.0, -9999.0], [-9999.0, -9999.0, -9999.0], [-9999.0, -9999.0, -9999.0], [-9999.0, -9999.0, -9999.0], [-9999.0, -9999.0, -9999.0], [-9999.0, -9999.0, -9999.0], [-9999.0, -9999.0, -9999.0], [-9999.0, -9999.0, -9999.0], [-9999.0, -9999.0, -9999.0], [-9999.0, -9999.0, -9999.0], [-9999.0, -9999.0, -9999.0], [-9999.0, -9999.0, -9999.0], [-9999.0, -9999.0, -9999.0], [-9999.0, -9999.0, -9999.0], [-9999.0, -9999.0, -9999.0], [-9999.0, -9999.0, -9999.0], [-9999.0, -9999.0, -9999.0], [-9999.0, -9999.0, -9999.0], [-9999.0, -9999.0, -9999.0], [-9999.0, -9999.0, -9999.0], [-9999.0, -9999.0, -9999.0], [-9999.0, -9999.0, -9999.0], [-9999.0, -9999.0, -9999.0], [-9999.0, -9999.0, -9999.0], [-9999.0, -9999.0, -9999.0], [-9999.0, -9999.0, -9999.0], [-9999.0, -9999.0, -9999.0], [-9999.0, -9999.0, -9999.0], [-9999.0, -9999.0, -9999.0], [-9999.0, -9999.0, -9999.0], [-9999.0, -9999.0, -9999.0], [-9999.0, -9999.0, -9999.0], [-9999.0, -9999.0, -9999.0], [-9999.0, -9999.0, -9999.0], [-9999.0, -9999.0, -9999.0], [-9999.0, -9999.0, -9999.0], [-9999.0, -9999.0, -9999.0], [-9999.0, -9999.0, -9999.0], [-9999.0, -9999.0, -9999.0], [-9999.0, -9999.0, -9999.0], [-9999.0, -9999.0, -9999.0], [-9999.0, -9999.0, -9999.0], [-9999.0, -9999.0, -9999.0], [-9999.0, -9999.0, -9999.0], [-9999.0, -9999.0, -9999.0], [-9999.0, -9999.0, -9999.0], [-9999.0, -9999.0, -9999.0], [-9999.0, -9999.0, -9999.0], [-9999.0, -9999.0, -9999.0], [-9999.0, -9999.0, -9999.0], [-9999.0, -9999.0, -9999.0], [-9999.0, -9999.0, -9999.0], [-9999.0, -9999.0, -9999.0], [-9999.0, -9999.0, -9999.0], [-9999.0, -9999.0, -9999.0], [-9999.0, -9999.0, -9999.0], [-9999.0, -9999.0, -9999.0], [-9999.0, -9999.0, -9999.0], [-9999.0, -9999.0, -9999.0], [-9999.0, -9999.0, -9999.0]]
floatingse.member3:constr_ballast_capacity | intermediate |  | []
floatingse.platform_Iwaterx | output | m**4 | 87.6241
floatingse.platform_Iwatery | output | m**4 | 87.6241
floatingse.platform_displacement | output | m**3 | 8030.4471
floatingse.platform_center_of_buoyancy | output | m | [-5.530068288803265e-20, 8.295102433204899e-20, -62.066433063769935]
floatingse.system_center_of_mass | output | m | [-0.07208747112314183, -0.0026647871948166932, -83.87274937195191]
floatingse.turbine_F | intermediate | N | [[1147437.3699665377], [7195.225060331053], [-4143771.2591959233]]
floatingse.turbine_M | intermediate | N*m | [[7545485.909651774], [88899309.38938132], [747893.3122147175]]
floatingse.max_surge_restoring_force | output | N | 2723843.0277
floatingse.operational_heel_restoring_force | output | N | [1247542.2676352626, 0.0, -3572204.909592676, 0.0, -130406273.73384488, 0.0]
floatingse.survival_heel_restoring_force | output | N | [1247542.2676352626, 0.0, -3572204.909592676, 0.0, -130406273.73384488, 0.0]
floatingse.platform_mass | output | kg | 7446173.0976
floatingse.platform_hull_center_of_mass | output | m | [-2.6287145950829625e-19, 2.6287145950829625e-19, -94.15021624403884]
floatingse.platform_added_mass | output | kg | [8231208.302037438, 8231208.302037438, 142403.93333333335, 9262592758.128834, 9262592758.128834, 29587.987803053325]
floatingse.platform_nodes | output | m | [[-2.6, -4.5033321, -70.0], [-2.6, 4.5033321, -70.0], [-2.59, -4.48601159, -69.99999769], [-2.59, 4.48601159, -69.99999769], [-2.35999998, -4.08763988, -69.99994462], [-2.35999998, 4.08763988, -69.99994462], [-2.34999998, -4.07031937, -69.99994231], [-2.34999998, 4.07031937, -69.99994231], [-1.3, -2.25166605, -69.9997], [-1.3, 2.25166605, -69.9997], [0.0, 0.0, -120.0], [0.0, 0.0, -119.9], [0.0, 0.0, -107.025], [0.0, 0.0, -106.975], [0.0, 0.0, -94.9997], [0.0, 0.0, -69.9994], [0.0, 0.0, -68.9997], [0.0, 0.0, -68.0], [0.0, 0.0, -55.025], [0.0, 0.0, -54.975], [0.0, 0.0, -39.998], [0.0, 0.0, -12.021], [0.0, 0.0, -11.996], [0.0, 0.0, -11.971], [0.0, 0.0, -7.9985], [0.0, 0.0, -4.001], [0.0, 0.0, 2.9995], [0.0, 0.0, 9.95], [0.0, 0.0, 10.0], [2.6, 0.0, -69.9997], [4.69999997, 0.0, -69.99994231], [4.71999997, 0.0, -69.99994462], [5.18, 0.0, -69.99999769], [5.2, 0.0, -70.0], [-9999.0, -9999.0, -9999.0], [-9999.0, -9999.0, -9999.0], [-9999.0, -9999.0, -9999.0], [-9999.0, -9999.0, -9999.0], [-9999.0, -9999.0, -9999.0], [-9999.0, -9999.0, -9999.0], [-9999.0, -9999.0, -9999.0], [-9999.0, -9999.0, -9999.0], [-9999.0, -9999.0, -9999.0], [-9999.0, -9999.0, -9999.0], [-9999.0, -9999.0, -9999.0], [-9999.0, -9999.0, -9999.0], [-9999.0, -9999.0, -9999.0], [-9999.0, -9999.0, -9999.0], [-9999.0, -9999.0, -9999.0], [-9999.0, -9999.0, -9999.0], [-9999.0, -9999.0, -9999.0], [-9999.0, -9999.0, -9999.0], [-9999.0, -9999.0, -9999.0], [-9999.0, -9999.0, -9999.0], [-9999.0, -9999.0, -9999.0], [-9999.0, -9999.0, -9999.0], [-9999.0, -9999.0, -9999.0], [-9999.0, -9999.0, -9999.0], [-9999.0, -9999.0, -9999.0], [-9999.0, -9999.0, -9999.0], [-9999.0, -9999.0, -9999.0], [-9999.0, -9999.0, -9999.0], [-9999.0, -9999.0, -9999.0], [-9999.0, -9999.0, -9999.0], [-9999.0, -9999.0, -9999.0], [-9999.0, -9999.0, -9999.0], [-9999.0, -9999.0, -9999.0], [-9999.0, -9999.0, -9999.0], [-9999.0, -9999.0, -9999.0], [-9999.0, -9999.0, -9999.0], [-9999.0, -9999.0, -9999.0], [-9999.0, -9999.0, -9999.0], [-9999.0, -9999.0, -9999.0], [-9999.0, -9999.0, -9999.0], [-9999.0, -9999.0, -9999.0], [-9999.0, -9999.0, -9999.0], [-9999.0, -9999.0, -9999.0], [-9999.0, -9999.0, -9999.0], [-9999.0, -9999.0, -9999.0], [-9999.0, -9999.0, -9999.0], [-9999.0, -9999.0, -9999.0], [-9999.0, -9999.0, -9999.0], [-9999.0, -9999.0, -9999.0], [-9999.0, -9999.0, -9999.0], [-9999.0, -9999.0, -9999.0], [-9999.0, -9999.0, -9999.0], [-9999.0, -9999.0, -9999.0], [-9999.0, -9999.0, -9999.0], [-9999.0, -9999.0, -9999.0], [-9999.0, -9999.0, -9999.0], [-9999.0, -9999.0, -9999.0], [-9999.0, -9999.0, -9999.0], [-9999.0, -9999.0, -9999.0], [-9999.0, -9999.0, -9999.0], [-9999.0, -9999.0, -9999.0], [-9999.0, -9999.0, -9999.0], [-9999.0, -9999.0, -9999.0], [-9999.0, -9999.0, -9999.0], [-9999.0, -9999.0, -9999.0], [-9999.0, -9999.0, -9999.0], [-9999.0, -9999.0, -9999.0], [-9999.0, -9999.0, -9999.0], [-9999.0, -9999.0, -9999.0], [-9999.0, -9999.0, -9999.0], [-9999.0, -9999.0, -9999.0], [-9999.0, -9999.0, -9999.0], [-9999.0, -9999.0, -9999.0], [-9999.0, -9999.0, -9999.0], [-9999.0, -9999.0, -9999.0], [-9999.0, -9999.0, -9999.0], [-9999.0, -9999.0, -9999.0], [-9999.0, -9999.0, -9999.0], [-9999.0, -9999.0, -9999.0], [-9999.0, -9999.0, -9999.0], [-9999.0, -9999.0, -9999.0], [-9999.0, -9999.0, -9999.0], [-9999.0, -9999.0, -9999.0], [-9999.0, -9999.0, -9999.0], [-9999.0, -9999.0, -9999.0], [-9999.0, -9999.0, -9999.0], [-9999.0, -9999.0, -9999.0], [-9999.0, -9999.0, -9999.0], [-9999.0, -9999.0, -9999.0], [-9999.0, -9999.0, -9999.0], [-9999.0, -9999.0, -9999.0], [-9999.0, -9999.0, -9999.0], [-9999.0, -9999.0, -9999.0], [-9999.0, -9999.0, -9999.0], [-9999.0, -9999.0, -9999.0], [-9999.0, -9999.0, -9999.0], [-9999.0, -9999.0, -9999.0], [-9999.0, -9999.0, -9999.0], [-9999.0, -9999.0, -9999.0], [-9999.0, -9999.0, -9999.0], [-9999.0, -9999.0, -9999.0], [-9999.0, -9999.0, -9999.0], [-9999.0, -9999.0, -9999.0], [-9999.0, -9999.0, -9999.0], [-9999.0, -9999.0, -9999.0], [-9999.0, -9999.0, -9999.0], [-9999.0, -9999.0, -9999.0], [-9999.0, -9999.0, -9999.0], [-9999.0, -9999.0, -9999.0], [-9999.0, -9999.0, -9999.0], [-9999.0, -9999.0, -9999.0], [-9999.0, -9999.0, -9999.0], [-9999.0, -9999.0, -9999.0], [-9999.0, -9999.0, -9999.0], [-9999.0, -9999.0, -9999.0], [-9999.0, -9999.0, -9999.0], [-9999.0, -9999.0, -9999.0], [-9999.0, -9999.0, -9999.0], [-9999.0, -9999.0, -9999.0], [-9999.0, -9999.0, -9999.0], [-9999.0, -9999.0, -9999.0], [-9999.0, -9999.0, -9999.0], [-9999.0, -9999.0, -9999.0], [-9999.0, -9999.0, -9999.0], [-9999.0, -9999.0, -9999.0], [-9999.0, -9999.0, -9999.0], [-9999.0, -9999.0, -9999.0], [-9999.0, -9999.0, -9999.0], [-9999.0, -9999.0, -9999.0], [-9999.0, -9999.0, -9999.0], [-9999.0, -9999.0, -9999.0], [-9999.0, -9999.0, -9999.0], [-9999.0, -9999.0, -9999.0], [-9999.0, -9999.0, -9999.0], [-9999.0, -9999.0, -9999.0], [-9999.0, -9999.0, -9999.0], [-9999.0, -9999.0, -9999.0], [-9999.0, -9999.0, -9999.0], [-9999.0, -9999.0, -9999.0], [-9999.0, -9999.0, -9999.0], [-9999.0, -9999.0, -9999.0], [-9999.0, -9999.0, -9999.0], [-9999.0, -9999.0, -9999.0], [-9999.0, -9999.0, -9999.0], [-9999.0, -9999.0, -9999.0], [-9999.0, -9999.0, -9999.0], [-9999.0, -9999.0, -9999.0], [-9999.0, -9999.0, -9999.0], [-9999.0, -9999.0, -9999.0], [-9999.0, -9999.0, -9999.0], [-9999.0, -9999.0, -9999.0], [-9999.0, -9999.0, -9999.0], [-9999.0, -9999.0, -9999.0], [-9999.0, -9999.0, -9999.0], [-9999.0, -9999.0, -9999.0], [-9999.0, -9999.0, -9999.0], [-9999.0, -9999.0, -9999.0], [-9999.0, -9999.0, -9999.0], [-9999.0, -9999.0, -9999.0], [-9999.0, -9999.0, -9999.0], [-9999.0, -9999.0, -9999.0], [-9999.0, -9999.0, -9999.0], [-9999.0, -9999.0, -9999.0], [-9999.0, -9999.0, -9999.0], [-9999.0, -9999.0, -9999.0], [-9999.0, -9999.0, -9999.0], [-9999.0, -9999.0, -9999.0], [-9999.0, -9999.0, -9999.0], [-9999.0, -9999.0, -9999.0], [-9999.0, -9999.0, -9999.0], [-9999.0, -9999.0, -9999.0], [-9999.0, -9999.0, -9999.0], [-9999.0, -9999.0, -9999.0], [-9999.0, -9999.0, -9999.0], [-9999.0, -9999.0, -9999.0], [-9999.0, -9999.0, -9999.0], [-9999.0, -9999.0, -9999.0], [-9999.0, -9999.0, -9999.0], [-9999.0, -9999.0, -9999.0], [-9999.0, -9999.0, -9999.0], [-9999.0, -9999.0, -9999.0], [-9999.0, -9999.0, -9999.0], [-9999.0, -9999.0, -9999.0], [-9999.0, -9999.0, -9999.0], [-9999.0, -9999.0, -9999.0], [-9999.0, -9999.0, -9999.0], [-9999.0, -9999.0, -9999.0], [-9999.0, -9999.0, -9999.0], [-9999.0, -9999.0, -9999.0], [-9999.0, -9999.0, -9999.0], [-9999.0, -9999.0, -9999.0], [-9999.0, -9999.0, -9999.0], [-9999.0, -9999.0, -9999.0], [-9999.0, -9999.0, -9999.0], [-9999.0, -9999.0, -9999.0], [-9999.0, -9999.0, -9999.0], [-9999.0, -9999.0, -9999.0], [-9999.0, -9999.0, -9999.0], [-9999.0, -9999.0, -9999.0], [-9999.0, -9999.0, -9999.0], [-9999.0, -9999.0, -9999.0], [-9999.0, -9999.0, -9999.0], [-9999.0, -9999.0, -9999.0], [-9999.0, -9999.0, -9999.0], [-9999.0, -9999.0, -9999.0], [-9999.0, -9999.0, -9999.0], [-9999.0, -9999.0, -9999.0], [-9999.0, -9999.0, -9999.0], [-9999.0, -9999.0, -9999.0], [-9999.0, -9999.0, -9999.0], [-9999.0, -9999.0, -9999.0], [-9999.0, -9999.0, -9999.0], [-9999.0, -9999.0, -9999.0], [-9999.0, -9999.0, -9999.0], [-9999.0, -9999.0, -9999.0], [-9999.0, -9999.0, -9999.0], [-9999.0, -9999.0, -9999.0], [-9999.0, -9999.0, -9999.0], [-9999.0, -9999.0, -9999.0], [-9999.0, -9999.0, -9999.0], [-9999.0, -9999.0, -9999.0], [-9999.0, -9999.0, -9999.0], [-9999.0, -9999.0, -9999.0], [-9999.0, -9999.0, -9999.0], [-9999.0, -9999.0, -9999.0], [-9999.0, -9999.0, -9999.0], [-9999.0, -9999.0, -9999.0], [-9999.0, -9999.0, -9999.0], [-9999.0, -9999.0, -9999.0], [-9999.0, -9999.0, -9999.0], [-9999.0, -9999.0, -9999.0], [-9999.0, -9999.0, -9999.0], [-9999.0, -9999.0, -9999.0], [-9999.0, -9999.0, -9999.0], [-9999.0, -9999.0, -9999.0], [-9999.0, -9999.0, -9999.0], [-9999.0, -9999.0, -9999.0], [-9999.0, -9999.0, -9999.0], [-9999.0, -9999.0, -9999.0], [-9999.0, -9999.0, -9999.0], [-9999.0, -9999.0, -9999.0], [-9999.0, -9999.0, -9999.0], [-9999.0, -9999.0, -9999.0], [-9999.0, -9999.0, -9999.0], [-9999.0, -9999.0, -9999.0], [-9999.0, -9999.0, -9999.0], [-9999.0, -9999.0, -9999.0], [-9999.0, -9999.0, -9999.0], [-9999.0, -9999.0, -9999.0], [-9999.0, -9999.0, -9999.0], [-9999.0, -9999.0, -9999.0], [-9999.0, -9999.0, -9999.0], [-9999.0, -9999.0, -9999.0], [-9999.0, -9999.0, -9999.0], [-9999.0, -9999.0, -9999.0], [-9999.0, -9999.0, -9999.0], [-9999.0, -9999.0, -9999.0], [-9999.0, -9999.0, -9999.0], [-9999.0, -9999.0, -9999.0], [-9999.0, -9999.0, -9999.0], [-9999.0, -9999.0, -9999.0], [-9999.0, -9999.0, -9999.0], [-9999.0, -9999.0, -9999.0], [-9999.0, -9999.0, -9999.0], [-9999.0, -9999.0, -9999.0], [-9999.0, -9999.0, -9999.0], [-9999.0, -9999.0, -9999.0], [-9999.0, -9999.0, -9999.0], [-9999.0, -9999.0, -9999.0], [-9999.0, -9999.0, -9999.0], [-9999.0, -9999.0, -9999.0], [-9999.0, -9999.0, -9999.0], [-9999.0, -9999.0, -9999.0], [-9999.0, -9999.0, -9999.0], [-9999.0, -9999.0, -9999.0], [-9999.0, -9999.0, -9999.0], [-9999.0, -9999.0, -9999.0], [-9999.0, -9999.0, -9999.0], [-9999.0, -9999.0, -9999.0], [-9999.0, -9999.0, -9999.0], [-9999.0, -9999.0, -9999.0], [-9999.0, -9999.0, -9999.0], [-9999.0, -9999.0, -9999.0], [-9999.0, -9999.0, -9999.0], [-9999.0, -9999.0, -9999.0], [-9999.0, -9999.0, -9999.0], [-9999.0, -9999.0, -9999.0], [-9999.0, -9999.0, -9999.0], [-9999.0, -9999.0, -9999.0], [-9999.0, -9999.0, -9999.0], [-9999.0, -9999.0, -9999.0], [-9999.0, -9999.0, -9999.0], [-9999.0, -9999.0, -9999.0], [-9999.0, -9999.0, -9999.0], [-9999.0, -9999.0, -9999.0], [-9999.0, -9999.0, -9999.0], [-9999.0, -9999.0, -9999.0], [-9999.0, -9999.0, -9999.0], [-9999.0, -9999.0, -9999.0], [-9999.0, -9999.0, -9999.0], [-9999.0, -9999.0, -9999.0], [-9999.0, -9999.0, -9999.0], [-9999.0, -9999.0, -9999.0], [-9999.0, -9999.0, -9999.0], [-9999.0, -9999.0, -9999.0], [-9999.0, -9999.0, -9999.0], [-9999.0, -9999.0, -9999.0], [-9999.0, -9999.0, -9999.0], [-9999.0, -9999.0, -9999.0], [-9999.0, -9999.0, -9999.0], [-9999.0, -9999.0, -9999.0], [-9999.0, -9999.0, -9999.0], [-9999.0, -9999.0, -9999.0], [-9999.0, -9999.0, -9999.0], [-9999.0, -9999.0, -9999.0], [-9999.0, -9999.0, -9999.0], [-9999.0, -9999.0, -9999.0], [-9999.0, -9999.0, -9999.0], [-9999.0, -9999.0, -9999.0], [-9999.0, -9999.0, -9999.0], [-9999.0, -9999.0, -9999.0], [-9999.0, -9999.0, -9999.0], [-9999.0, -9999.0, -9999.0], [-9999.0, -9999.0, -9999.0], [-9999.0, -9999.0, -9999.0], [-9999.0, -9999.0, -9999.0], [-9999.0, -9999.0, -9999.0], [-9999.0, -9999.0, -9999.0], [-9999.0, -9999.0, -9999.0], [-9999.0, -9999.0, -9999.0], [-9999.0, -9999.0, -9999.0], [-9999.0, -9999.0, -9999.0], [-9999.0, -9999.0, -9999.0], [-9999.0, -9999.0, -9999.0], [-9999.0, -9999.0, -9999.0], [-9999.0, -9999.0, -9999.0], [-9999.0, -9999.0, -9999.0], [-9999.0, -9999.0, -9999.0], [-9999.0, -9999.0, -9999.0], [-9999.0, -9999.0, -9999.0], [-9999.0, -9999.0, -9999.0], [-9999.0, -9999.0, -9999.0], [-9999.0, -9999.0, -9999.0], [-9999.0, -9999.0, -9999.0], [-9999.0, -9999.0, -9999.0], [-9999.0, -9999.0, -9999.0], [-9999.0, -9999.0, -9999.0], [-9999.0, -9999.0, -9999.0], [-9999.0, -9999.0, -9999.0], [-9999.0, -9999.0, -9999.0], [-9999.0, -9999.0, -9999.0], [-9999.0, -9999.0, -9999.0], [-9999.0, -9999.0, -9999.0], [-9999.0, -9999.0, -9999.0], [-9999.0, -9999.0, -9999.0], [-9999.0, -9999.0, -9999.0], [-9999.0, -9999.0, -9999.0], [-9999.0, -9999.0, -9999.0], [-9999.0, -9999.0, -9999.0], [-9999.0, -9999.0, -9999.0], [-9999.0, -9999.0, -9999.0], [-9999.0, -9999.0, -9999.0], [-9999.0, -9999.0, -9999.0], [-9999.0, -9999.0, -9999.0], [-9999.0, -9999.0, -9999.0], [-9999.0, -9999.0, -9999.0], [-9999.0, -9999.0, -9999.0], [-9999.0, -9999.0, -9999.0], [-9999.0, -9999.0, -9999.0], [-9999.0, -9999.0, -9999.0], [-9999.0, -9999.0, -9999.0], [-9999.0, -9999.0, -9999.0], [-9999.0, -9999.0, -9999.0], [-9999.0, -9999.0, -9999.0], [-9999.0, -9999.0, -9999.0], [-9999.0, -9999.0, -9999.0], [-9999.0, -9999.0, -9999.0], [-9999.0, -9999.0, -9999.0], [-9999.0, -9999.0, -9999.0], [-9999.0, -9999.0, -9999.0], [-9999.0, -9999.0, -9999.0], [-9999.0, -9999.0, -9999.0], [-9999.0, -9999.0, -9999.0], [-9999.0, -9999.0, -9999.0], [-9999.0, -9999.0, -9999.0], [-9999.0, -9999.0, -9999.0], [-9999.0, -9999.0, -9999.0], [-9999.0, -9999.0, -9999.0], [-9999.0, -9999.0, -9999.0], [-9999.0, -9999.0, -9999.0], [-9999.0, -9999.0, -9999.0], [-9999.0, -9999.0, -9999.0], [-9999.0, -9999.0, -9999.0], [-9999.0, -9999.0, -9999.0], [-9999.0, -9999.0, -9999.0], [-9999.0, -9999.0, -9999.0], [-9999.0, -9999.0, -9999.0], [-9999.0, -9999.0, -9999.0], [-9999.0, -9999.0, -9999.0], [-9999.0, -9999.0, -9999.0], [-9999.0, -9999.0, -9999.0], [-9999.0, -9999.0, -9999.0], [-9999.0, -9999.0, -9999.0], [-9999.0, -9999.0, -9999.0], [-9999.0, -9999.0, -9999.0], [-9999.0, -9999.0, -9999.0], [-9999.0, -9999.0, -9999.0], [-9999.0, -9999.0, -9999.0], [-9999.0, -9999.0, -9999.0], [-9999.0, -9999.0, -9999.0], [-9999.0, -9999.0, -9999.0], [-9999.0, -9999.0, -9999.0], [-9999.0, -9999.0, -9999.0], [-9999.0, -9999.0, -9999.0], [-9999.0, -9999.0, -9999.0], [-9999.0, -9999.0, -9999.0], [-9999.0, -9999.0, -9999.0], [-9999.0, -9999.0, -9999.0], [-9999.0, -9999.0, -9999.0], [-9999.0, -9999.0, -9999.0], [-9999.0, -9999.0, -9999.0], [-9999.0, -9999.0, -9999.0], [-9999.0, -9999.0, -9999.0], [-9999.0, -9999.0, -9999.0], [-9999.0, -9999.0, -9999.0], [-9999.0, -9999.0, -9999.0], [-9999.0, -9999.0, -9999.0], [-9999.0, -9999.0, -9999.0], [-9999.0, -9999.0, -9999.0], [-9999.0, -9999.0, -9999.0], [-9999.0, -9999.0, -9999.0], [-9999.0, -9999.0, -9999.0], [-9999.0, -9999.0, -9999.0], [-9999.0, -9999.0, -9999.0], [-9999.0, -9999.0, -9999.0], [-9999.0, -9999.0, -9999.0], [-9999.0, -9999.0, -9999.0], [-9999.0, -9999.0, -9999.0], [-9999.0, -9999.0, -9999.0], [-9999.0, -9999.0, -9999.0], [-9999.0, -9999.0, -9999.0], [-9999.0, -9999.0, -9999.0], [-9999.0, -9999.0, -9999.0], [-9999.0, -9999.0, -9999.0], [-9999.0, -9999.0, -9999.0], [-9999.0, -9999.0, -9999.0], [-9999.0, -9999.0, -9999.0], [-9999.0, -9999.0, -9999.0], [-9999.0, -9999.0, -9999.0], [-9999.0, -9999.0, -9999.0], [-9999.0, -9999.0, -9999.0], [-9999.0, -9999.0, -9999.0], [-9999.0, -9999.0, -9999.0], [-9999.0, -9999.0, -9999.0], [-9999.0, -9999.0, -9999.0], [-9999.0, -9999.0, -9999.0], [-9999.0, -9999.0, -9999.0], [-9999.0, -9999.0, -9999.0], [-9999.0, -9999.0, -9999.0], [-9999.0, -9999.0, -9999.0], [-9999.0, -9999.0, -9999.0], [-9999.0, -9999.0, -9999.0], [-9999.0, -9999.0, -9999.0], [-9999.0, -9999.0, -9999.0], [-9999.0, -9999.0, -9999.0], [-9999.0, -9999.0, -9999.0]]
floatingse.platform_Fnode | output | N | [[0.0, 0.0, 3947.210478748911], [0.0, 0.0, 3947.210478748911], [0.0, 0.0, 0.0], [0.0, 0.0, 0.0], [0.0, 0.0, 0.0], [0.0, 0.0, 0.0], [0.0, 0.0, 0.0], [0.0, 0.0, 0.0], [0.0, 0.0, 0.0], [0.0, 0.0, 0.0], [0.0, 0.0, 0.0], [0.0, 0.0, 0.0], [0.0, 0.0, 0.0], [0.0, 0.0, 0.0], [0.0, 0.0, 80706103.27708256], [0.0, 0.0, 0.0], [0.0, 0.0, 0.0], [0.0, 0.0, 0.0], [0.0, 0.0, 0.0], [0.0, 0.0, 0.0], [0.0, 0.0, 0.0], [0.0, 0.0, 0.0], [0.0, 0.0, 0.0], [0.0, 0.0, 0.0], [0.0, 0.0, 0.0], [0.0, 0.0, 0.0], [-5.401833914220333e-05, -1.0710209608078003e-08, -3470601.1035963804], [0.0, 0.0, 0.0], [0.0, 0.0, 0.0], [0.0, 0.0, 0.0], [0.0, 0.0, 0.0], [0.0, 0.0, 0.0], [0.0, 0.0, 0.0], [0.0, 0.0, 3947.210478748911], [-9999.0, -9999.0, -9999.0], [-9999.0, -9999.0, -9999.0], [-9999.0, -9999.0, -9999.0], [-9999.0, -9999.0, -9999.0], [-9999.0, -9999.0, -9999.0], [-9999.0, -9999.0, -9999.0], [-9999.0, -9999.0, -9999.0], [-9999.0, -9999.0, -9999.0], [-9999.0, -9999.0, -9999.0], [-9999.0, -9999.0, -9999.0], [-9999.0, -9999.0, -9999.0], [-9999.0, -9999.0, -9999.0], [-9999.0, -9999.0, -9999.0], [-9999.0, -9999.0, -9999.0], [-9999.0, -9999.0, -9999.0], [-9999.0, -9999.0, -9999.0], [-9999.0, -9999.0, -9999.0], [-9999.0, -9999.0, -9999.0], [-9999.0, -9999.0, -9999.0], [-9999.0, -9999.0, -9999.0], [-9999.0, -9999.0, -9999.0], [-9999.0, -9999.0, -9999.0], [-9999.0, -9999.0, -9999.0], [-9999.0, -9999.0, -9999.0], [-9999.0, -9999.0, -9999.0], [-9999.0, -9999.0, -9999.0], [-9999.0, -9999.0, -9999.0], [-9999.0, -9999.0, -9999.0], [-9999.0, -9999.0, -9999.0], [-9999.0, -9999.0, -9999.0], [-9999.0, -9999.0, -9999.0], [-9999.0, -9999.0, -9999.0], [-9999.0, -9999.0, -9999.0], [-9999.0, -9999.0, -9999.0], [-9999.0, -9999.0, -9999.0], [-9999.0, -9999.0, -9999.0], [-9999.0, -9999.0, -9999.0], [-9999.0, -9999.0, -9999.0], [-9999.0, -9999.0, -9999.0], [-9999.0, -9999.0, -9999.0], [-9999.0, -9999.0, -9999.0], [-9999.0, -9999.0, -9999.0], [-9999.0, -9999.0, -9999.0], [-9999.0, -9999.0, -9999.0], [-9999.0, -9999.0, -9999.0], [-9999.0, -9999.0, -9999.0], [-9999.0, -9999.0, -9999.0], [-9999.0, -9999.0, -9999.0], [-9999.0, -9999.0, -9999.0], [-9999.0, -9999.0, -9999.0], [-9999.0, -9999.0, -9999.0], [-9999.0, -9999.0, -9999.0], [-9999.0, -9999.0, -9999.0], [-9999.0, -9999.0, -9999.0], [-9999.0, -9999.0, -9999.0], [-9999.0, -9999.0, -9999.0], [-9999.0, -9999.0, -9999.0], [-9999.0, -9999.0, -9999.0], [-9999.0, -9999.0, -9999.0], [-9999.0, -9999.0, -9999.0], [-9999.0, -9999.0, -9999.0], [-9999.0, -9999.0, -9999.0], [-9999.0, -9999.0, -9999.0], [-9999.0, -9999.0, -9999.0], [-9999.0, -9999.0, -9999.0], [-9999.0, -9999.0, -9999.0], [-9999.0, -9999.0, -9999.0], [-9999.0, -9999.0, -9999.0], [-9999.0, -9999.0, -9999.0], [-9999.0, -9999.0, -9999.0], [-9999.0, -9999.0, -9999.0], [-9999.0, -9999.0, -9999.0], [-9999.0, -9999.0, -9999.0], [-9999.0, -9999.0, -9999.0], [-9999.0, -9999.0, -9999.0], [-9999.0, -9999.0, -9999.0], [-9999.0, -9999.0, -9999.0], [-9999.0, -9999.0, -9999.0], [-9999.0, -9999.0, -9999.0], [-9999.0, -9999.0, -9999.0], [-9999.0, -9999.0, -9999.0], [-9999.0, -9999.0, -9999.0], [-9999.0, -9999.0, -9999.0], [-9999.0, -9999.0, -9999.0], [-9999.0, -9999.0, -9999.0], [-9999.0, -9999.0, -9999.0], [-9999.0, -9999.0, -9999.0], [-9999.0, -9999.0, -9999.0], [-9999.0, -9999.0, -9999.0], [-9999.0, -9999.0, -9999.0], [-9999.0, -9999.0, -9999.0], [-9999.0, -9999.0, -9999.0], [-9999.0, -9999.0, -9999.0], [-9999.0, -9999.0, -9999.0], [-9999.0, -9999.0, -9999.0], [-9999.0, -9999.0, -9999.0], [-9999.0, -9999.0, -9999.0], [-9999.0, -9999.0, -9999.0], [-9999.0, -9999.0, -9999.0], [-9999.0, -9999.0, -9999.0], [-9999.0, -9999.0, -9999.0], [-9999.0, -9999.0, -9999.0], [-9999.0, -9999.0, -9999.0], [-9999.0, -9999.0, -9999.0], [-9999.0, -9999.0, -9999.0], [-9999.0, -9999.0, -9999.0], [-9999.0, -9999.0, -9999.0], [-9999.0, -9999.0, -9999.0], [-9999.0, -9999.0, -9999.0], [-9999.0, -9999.0, -9999.0], [-9999.0, -9999.0, -9999.0], [-9999.0, -9999.0, -9999.0], [-9999.0, -9999.0, -9999.0], [-9999.0, -9999.0, -9999.0], [-9999.0, -9999.0, -9999.0], [-9999.0, -9999.0, -9999.0], [-9999.0, -9999.0, -9999.0], [-9999.0, -9999.0, -9999.0], [-9999.0, -9999.0, -9999.0], [-9999.0, -9999.0, -9999.0], [-9999.0, -9999.0, -9999.0], [-9999.0, -9999.0, -9999.0], [-9999.0, -9999.0, -9999.0], [-9999.0, -9999.0, -9999.0], [-9999.0, -9999.0, -9999.0], [-9999.0, -9999.0, -9999.0], [-9999.0, -9999.0, -9999.0], [-9999.0, -9999.0, -9999.0], [-9999.0, -9999.0, -9999.0], [-9999.0, -9999.0, -9999.0], [-9999.0, -9999.0, -9999.0], [-9999.0, -9999.0, -9999.0], [-9999.0, -9999.0, -9999.0], [-9999.0, -9999.0, -9999.0], [-9999.0, -9999.0, -9999.0], [-9999.0, -9999.0, -9999.0], [-9999.0, -9999.0, -9999.0], [-9999.0, -9999.0, -9999.0], [-9999.0, -9999.0, -9999.0], [-9999.0, -9999.0, -9999.0], [-9999.0, -9999.0, -9999.0], [-9999.0, -9999.0, -9999.0], [-9999.0, -9999.0, -9999.0], [-9999.0, -9999.0, -9999.0], [-9999.0, -9999.0, -9999.0], [-9999.0, -9999.0, -9999.0], [-9999.0, -9999.0, -9999.0], [-9999.0, -9999.0, -9999.0], [-9999.0, -9999.0, -9999.0], [-9999.0, -9999.0, -9999.0], [-9999.0, -9999.0, -9999.0], [-9999.0, -9999.0, -9999.0], [-9999.0, -9999.0, -9999.0], [-9999.0, -9999.0, -9999.0], [-9999.0, -9999.0, -9999.0], [-9999.0, -9999.0, -9999.0], [-9999.0, -9999.0, -9999.0], [-9999.0, -9999.0, -9999.0], [-9999.0, -9999.0, -9999.0], [-9999.0, -9999.0, -9999.0], [-9999.0, -9999.0, -9999.0], [-9999.0, -9999.0, -9999.0], [-9999.0, -9999.0, -9999.0], [-9999.0, -9999.0, -9999.0], [-9999.0, -9999.0, -9999.0], [-9999.0, -9999.0, -9999.0], [-9999.0, -9999.0, -9999.0], [-9999.0, -9999.0, -9999.0], [-9999.0, -9999.0, -9999.0], [-9999.0, -9999.0, -9999.0], [-9999.0, -9999.0, -9999.0], [-9999.0, -9999.0, -9999.0], [-9999.0, -9999.0, -9999.0], [-9999.0, -9999.0, -9999.0], [-9999.0, -9999.0, -9999.0], [-9999.0, -9999.0, -9999.0], [-9999.0, -9999.0, -9999.0], [-9999.0, -9999.0, -9999.0], [-9999.0, -9999.0, -9999.0], [-9999.0, -9999.0, -9999.0], [-9999.0, -9999.0, -9999.0], [-9999.0, -9999.0, -9999.0], [-9999.0, -9999.0, -9999.0], [-9999.0, -9999.0, -9999.0], [-9999.0, -9999.0, -9999.0], [-9999.0, -9999.0, -9999.0], [-9999.0, -9999.0, -9999.0], [-9999.0, -9999.0, -9999.0], [-9999.0, -9999.0, -9999.0], [-9999.0, -9999.0, -9999.0], [-9999.0, -9999.0, -9999.0], [-9999.0, -9999.0, -9999.0], [-9999.0, -9999.0, -9999.0], [-9999.0, -9999.0, -9999.0], [-9999.0, -9999.0, -9999.0], [-9999.0, -9999.0, -9999.0], [-9999.0, -9999.0, -9999.0], [-9999.0, -9999.0, -9999.0], [-9999.0, -9999.0, -9999.0], [-9999.0, -9999.0, -9999.0], [-9999.0, -9999.0, -9999.0], [-9999.0, -9999.0, -9999.0], [-9999.0, -9999.0, -9999.0], [-9999.0, -9999.0, -9999.0], [-9999.0, -9999.0, -9999.0], [-9999.0, -9999.0, -9999.0], [-9999.0, -9999.0, -9999.0], [-9999.0, -9999.0, -9999.0], [-9999.0, -9999.0, -9999.0], [-9999.0, -9999.0, -9999.0], [-9999.0, -9999.0, -9999.0], [-9999.0, -9999.0, -9999.0], [-9999.0, -9999.0, -9999.0], [-9999.0, -9999.0, -9999.0], [-9999.0, -9999.0, -9999.0], [-9999.0, -9999.0, -9999.0], [-9999.0, -9999.0, -9999.0], [-9999.0, -9999.0, -9999.0], [-9999.0, -9999.0, -9999.0], [-9999.0, -9999.0, -9999.0], [-9999.0, -9999.0, -9999.0], [-9999.0, -9999.0, -9999.0], [-9999.0, -9999.0, -9999.0], [-9999.0, -9999.0, -9999.0], [-9999.0, -9999.0, -9999.0], [-9999.0, -9999.0, -9999.0], [-9999.0, -9999.0, -9999.0], [-9999.0, -9999.0, -9999.0], [-9999.0, -9999.0, -9999.0], [-9999.0, -9999.0, -9999.0], [-9999.0, -9999.0, -9999.0], [-9999.0, -9999.0, -9999.0], [-9999.0, -9999.0, -9999.0], [-9999.0, -9999.0, -9999.0], [-9999.0, -9999.0, -9999.0], [-9999.0, -9999.0, -9999.0], [-9999.0, -9999.0, -9999.0], [-9999.0, -9999.0, -9999.0], [-9999.0, -9999.0, -9999.0], [-9999.0, -9999.0, -9999.0], [-9999.0, -9999.0, -9999.0], [-9999.0, -9999.0, -9999.0], [-9999.0, -9999.0, -9999.0], [-9999.0, -9999.0, -9999.0], [-9999.0, -9999.0, -9999.0], [-9999.0, -9999.0, -9999.0], [-9999.0, -9999.0, -9999.0], [-9999.0, -9999.0, -9999.0], [-9999.0, -9999.0, -9999.0], [-9999.0, -9999.0, -9999.0], [-9999.0, -9999.0, -9999.0], [-9999.0, -9999.0, -9999.0], [-9999.0, -9999.0, -9999.0], [-9999.0, -9999.0, -9999.0], [-9999.0, -9999.0, -9999.0], [-9999.0, -9999.0, -9999.0], [-9999.0, -9999.0, -9999.0], [-9999.0, -9999.0, -9999.0], [-9999.0, -9999.0, -9999.0], [-9999.0, -9999.0, -9999.0], [-9999.0, -9999.0, -9999.0], [-9999.0, -9999.0, -9999.0], [-9999.0, -9999.0, -9999.0], [-9999.0, -9999.0, -9999.0], [-9999.0, -9999.0, -9999.0], [-9999.0, -9999.0, -9999.0], [-9999.0, -9999.0, -9999.0], [-9999.0, -9999.0, -9999.0], [-9999.0, -9999.0, -9999.0], [-9999.0, -9999.0, -9999.0], [-9999.0, -9999.0, -9999.0], [-9999.0, -9999.0, -9999.0], [-9999.0, -9999.0, -9999.0], [-9999.0, -9999.0, -9999.0], [-9999.0, -9999.0, -9999.0], [-9999.0, -9999.0, -9999.0], [-9999.0, -9999.0, -9999.0], [-9999.0, -9999.0, -9999.0], [-9999.0, -9999.0, -9999.0], [-9999.0, -9999.0, -9999.0], [-9999.0, -9999.0, -9999.0], [-9999.0, -9999.0, -9999.0], [-9999.0, -9999.0, -9999.0], [-9999.0, -9999.0, -9999.0], [-9999.0, -9999.0, -9999.0], [-9999.0, -9999.0, -9999.0], [-9999.0, -9999.0, -9999.0], [-9999.0, -9999.0, -9999.0], [-9999.0, -9999.0, -9999.0], [-9999.0, -9999.0, -9999.0], [-9999.0, -9999.0, -9999.0], [-9999.0, -9999.0, -9999.0], [-9999.0, -9999.0, -9999.0], [-9999.0, -9999.0, -9999.0], [-9999.0, -9999.0, -9999.0], [-9999.0, -9999.0, -9999.0], [-9999.0, -9999.0, -9999.0], [-9999.0, -9999.0, -9999.0], [-9999.0, -9999.0, -9999.0], [-9999.0, -9999.0, -9999.0], [-9999.0, -9999.0, -9999.0], [-9999.0, -9999.0, -9999.0], [-9999.0, -9999.0, -9999.0], [-9999.0, -9999.0, -9999.0], [-9999.0, -9999.0, -9999.0], [-9999.0, -9999.0, -9999.0], [-9999.0, -9999.0, -9999.0], [-9999.0, -9999.0, -9999.0], [-9999.0, -9999.0, -9999.0], [-9999.0, -9999.0, -9999.0], [-9999.0, -9999.0, -9999.0], [-9999.0, -9999.0, -9999.0], [-9999.0, -9999.0, -9999.0], [-9999.0, -9999.0, -9999.0], [-9999.0, -9999.0, -9999.0], [-9999.0, -9999.0, -9999.0], [-9999.0, -9999.0, -9999.0], [-9999.0, -9999.0, -9999.0], [-9999.0, -9999.0, -9999.0], [-9999.0, -9999.0, -9999.0], [-9999.0, -9999.0, -9999.0], [-9999.0, -9999.0, -9999.0], [-9999.0, -9999.0, -9999.0], [-9999.0, -9999.0, -9999.0], [-9999.0, -9999.0, -9999.0], [-9999.0, -9999.0, -9999.0], [-9999.0, -9999.0, -9999.0], [-9999.0, -9999.0, -9999.0], [-9999.0, -9999.0, -9999.0], [-9999.0, -9999.0, -9999.0], [-9999.0, -9999.0, -9999.0], [-9999.0, -9999.0, -9999.0], [-9999.0, -9999.0, -9999.0], [-9999.0, -9999.0, -9999.0], [-9999.0, -9999.0, -9999.0], [-9999.0, -9999.0, -9999.0], [-9999.0, -9999.0, -9999.0], [-9999.0, -9999.0, -9999.0], [-9999.0, -9999.0, -9999.0], [-9999.0, -9999.0, -9999.0], [-9999.0, -9999.0, -9999.0], [-9999.0, -9999.0, -9999.0], [-9999.0, -9999.0, -9999.0], [-9999.0, -9999.0, -9999.0], [-9999.0, -9999.0, -9999.0], [-9999.0, -9999.0, -9999.0], [-9999.0, -9999.0, -9999.0], [-9999.0, -9999.0, -9999.0], [-9999.0, -9999.0, -9999.0], [-9999.0, -9999.0, -9999.0], [-9999.0, -9999.0, -9999.0], [-9999.0, -9999.0, -9999.0], [-9999.0, -9999.0, -9999.0], [-9999.0, -9999.0, -9999.0], [-9999.0, -9999.0, -9999.0], [-9999.0, -9999.0, -9999.0], [-9999.0, -9999.0, -9999.0], [-9999.0, -9999.0, -9999.0], [-9999.0, -9999.0, -9999.0], [-9999.0, -9999.0, -9999.0], [-9999.0, -9999.0, -9999.0], [-9999.0, -9999.0, -9999.0], [-9999.0, -9999.0, -9999.0], [-9999.0, -9999.0, -9999.0], [-9999.0, -9999.0, -9999.0], [-9999.0, -9999.0, -9999.0], [-9999.0, -9999.0, -9999.0], [-9999.0, -9999.0, -9999.0], [-9999.0, -9999.0, -9999.0], [-9999.0, -9999.0, -9999.0], [-9999.0, -9999.0, -9999.0], [-9999.0, -9999.0, -9999.0], [-9999.0, -9999.0, -9999.0], [-9999.0, -9999.0, -9999.0], [-9999.0, -9999.0, -9999.0], [-9999.0, -9999.0, -9999.0], [-9999.0, -9999.0, -9999.0], [-9999.0, -9999.0, -9999.0], [-9999.0, -9999.0, -9999.0], [-9999.0, -9999.0, -9999.0], [-9999.0, -9999.0, -9999.0], [-9999.0, -9999.0, -9999.0], [-9999.0, -9999.0, -9999.0], [-9999.0, -9999.0, -9999.0], [-9999.0, -9999.0, -9999.0], [-9999.0, -9999.0, -9999.0], [-9999.0, -9999.0, -9999.0], [-9999.0, -9999.0, -9999.0], [-9999.0, -9999.0, -9999.0], [-9999.0, -9999.0, -9999.0], [-9999.0, -9999.0, -9999.0], [-9999.0, -9999.0, -9999.0], [-9999.0, -9999.0, -9999.0], [-9999.0, -9999.0, -9999.0], [-9999.0, -9999.0, -9999.0], [-9999.0, -9999.0, -9999.0], [-9999.0, -9999.0, -9999.0], [-9999.0, -9999.0, -9999.0], [-9999.0, -9999.0, -9999.0], [-9999.0, -9999.0, -9999.0], [-9999.0, -9999.0, -9999.0], [-9999.0, -9999.0, -9999.0], [-9999.0, -9999.0, -9999.0], [-9999.0, -9999.0, -9999.0], [-9999.0, -9999.0, -9999.0], [-9999.0, -9999.0, -9999.0], [-9999.0, -9999.0, -9999.0], [-9999.0, -9999.0, -9999.0], [-9999.0, -9999.0, -9999.0], [-9999.0, -9999.0, -9999.0], [-9999.0, -9999.0, -9999.0], [-9999.0, -9999.0, -9999.0], [-9999.0, -9999.0, -9999.0], [-9999.0, -9999.0, -9999.0], [-9999.0, -9999.0, -9999.0], [-9999.0, -9999.0, -9999.0], [-9999.0, -9999.0, -9999.0], [-9999.0, -9999.0, -9999.0], [-9999.0, -9999.0, -9999.0], [-9999.0, -9999.0, -9999.0], [-9999.0, -9999.0, -9999.0], [-9999.0, -9999.0, -9999.0], [-9999.0, -9999.0, -9999.0], [-9999.0, -9999.0, -9999.0], [-9999.0, -9999.0, -9999.0], [-9999.0, -9999.0, -9999.0], [-9999.0, -9999.0, -9999.0], [-9999.0, -9999.0, -9999.0], [-9999.0, -9999.0, -9999.0], [-9999.0, -9999.0, -9999.0], [-9999.0, -9999.0, -9999.0], [-9999.0, -9999.0, -9999.0], [-9999.0, -9999.0, -9999.0], [-9999.0, -9999.0, -9999.0], [-9999.0, -9999.0, -9999.0], [-9999.0, -9999.0, -9999.0], [-9999.0, -9999.0, -9999.0], [-9999.0, -9999.0, -9999.0], [-9999.0, -9999.0, -9999.0], [-9999.0, -9999.0, -9999.0], [-9999.0, -9999.0, -9999.0], [-9999.0, -9999.0, -9999.0], [-9999.0, -9999.0, -9999.0], [-9999.0, -9999.0, -9999.0], [-9999.0, -9999.0, -9999.0], [-9999.0, -9999.0, -9999.0], [-9999.0, -9999.0, -9999.0], [-9999.0, -9999.0, -9999.0], [-9999.0, -9999.0, -9999.0], [-9999.0, -9999.0, -9999.0], [-9999.0, -9999.0, -9999.0], [-9999.0, -9999.0, -9999.0], [-9999.0, -9999.0, -9999.0], [-9999.0, -9999.0, -9999.0], [-9999.0, -9999.0, -9999.0], [-9999.0, -9999.0, -9999.0], [-9999.0, -9999.0, -9999.0], [-9999.0, -9999.0, -9999.0], [-9999.0, -9999.0, -9999.0], [-9999.0, -9999.0, -9999.0], [-9999.0, -9999.0, -9999.0], [-9999.0, -9999.0, -9999.0], [-9999.0, -9999.0, -9999.0], [-9999.0, -9999.0, -9999.0], [-9999.0, -9999.0, -9999.0], [-9999.0, -9999.0, -9999.0]]
floatingse.platform_Rnode | output | m | [0.5, 0.5, 0.5, 0.5, 0.5, 0.5, 0.5, 0.5, 0.5, 0.5, 4.7, 4.7, 4.7, 4.7, 4.7, 4.7, 4.7, 4.7, 4.7, 4.7, 4.7, 4.7, 4.7, 4.695465916197623, 3.9749999999999988, 3.25, 3.25, 3.25, 3.25, 0.5, 0.5, 0.5, 0.5, 0.5, -9999.0, -9999.0, -9999.0, -9999.0, -9999.0, -9999.0, -9999.0, -9999.0, -9999.0, -9999.0, -9999.0, -9999.0, -9999.0, -9999.0, -9999.0, -9999.0, -9999.0, -9999.0, -9999.0, -9999.0, -9999.0, -9999.0, -9999.0, -9999.0, -9999.0, -9999.0, -9999.0, -9999.0, -9999.0, -9999.0, -9999.0, -9999.0, -9999.0, -9999.0, -9999.0, -9999.0, -9999.0, -9999.0, -9999.0, -9999.0, -9999.0, -9999.0, -9999.0, -9999.0, -9999.0, -9999.0, -9999.0, -9999.0, -9999.0, -9999.0, -9999.0, -9999.0, -9999.0, -9999.0, -9999.0, -9999.0, -9999.0, -9999.0, -9999.0, -9999.0, -9999.0, -9999.0, -9999.0, -9999.0, -9999.0, -9999.0, -9999.0, -9999.0, -9999.0, -9999.0, -9999.0, -9999.0, -9999.0, -9999.0, -9999.0, -9999.0, -9999.0, -9999.0, -9999.0, -9999.0, -9999.0, -9999.0, -9999.0, -9999.0, -9999.0, -9999.0, -9999.0, -9999.0, -9999.0, -9999.0, -9999.0, -9999.0, -9999.0, -9999.0, -9999.0, -9999.0, -9999.0, -9999.0, -9999.0, -9999.0, -9999.0, -9999.0, -9999.0, -9999.0, -9999.0, -9999.0, -9999.0, -9999.0, -9999.0, -9999.0, -9999.0, -9999.0, -9999.0, -9999.0, -9999.0, -9999.0, -9999.0, -9999.0, -9999.0, -9999.0, -9999.0, -9999.0, -9999.0, -9999.0, -9999.0, -9999.0, -9999.0, -9999.0, -9999.0, -9999.0, -9999.0, -9999.0, -9999.0, -9999.0, -9999.0, -9999.0, -9999.0, -9999.0, -9999.0, -9999.0, -9999.0, -9999.0, -9999.0, -9999.0, -9999.0, -9999.0, -9999.0, -9999.0, -9999.0, -9999.0, -9999.0, -9999.0, -9999.0, -9999.0, -9999.0, -9999.0, -9999.0, -9999.0, -9999.0, -9999.0, -9999.0, -9999.0, -9999.0, -9999.0, -9999.0, -9999.0, -9999.0, -9999.0, -9999.0, -9999.0, -9999.0, -9999.0, -9999.0, -9999.0, -9999.0, -9999.0, -9999.0, -9999.0, -9999.0, -9999.0, -9999.0, -9999.0, -9999.0, -9999.0, -9999.0, -9999.0, -9999.0, -9999.0, -9999.0, -9999.0, -9999.0, -9999.0, -9999.0, -9999.0, -9999.0, -9999.0, -9999.0, -9999.0, -9999.0, -9999.0, -9999.0, -9999.0, -9999.0, -9999.0, -9999.0, -9999.0, -9999.0, -9999.0, -9999.0, -9999.0, -9999.0, -9999.0, -9999.0, -9999.0, -9999.0, -9999.0, -9999.0, -9999.0, -9999.0, -9999.0, -9999.0, -9999.0, -9999.0, -9999.0, -9999.0, -9999.0, -9999.0, -9999.0, -9999.0, -9999.0, -9999.0, -9999.0, -9999.0, -9999.0, -9999.0, -9999.0, -9999.0, -9999.0, -9999.0, -9999.0, -9999.0, -9999.0, -9999.0, -9999.0, -9999.0, -9999.0, -9999.0, -9999.0, -9999.0, -9999.0, -9999.0, -9999.0, -9999.0, -9999.0, -9999.0, -9999.0, -9999.0, -9999.0, -9999.0, -9999.0, -9999.0, -9999.0, -9999.0, -9999.0, -9999.0, -9999.0, -9999.0, -9999.0, -9999.0, -9999.0, -9999.0, -9999.0, -9999.0, -9999.0, -9999.0, -9999.0, -9999.0, -9999.0, -9999.0, -9999.0, -9999.0, -9999.0, -9999.0, -9999.0, -9999.0, -9999.0, -9999.0, -9999.0, -9999.0, -9999.0, -9999.0, -9999.0, -9999.0, -9999.0, -9999.0, -9999.0, -9999.0, -9999.0, -9999.0, -9999.0, -9999.0, -9999.0, -9999.0, -9999.0, -9999.0, -9999.0, -9999.0, -9999.0, -9999.0, -9999.0, -9999.0, -9999.0, -9999.0, -9999.0, -9999.0, -9999.0, -9999.0, -9999.0, -9999.0, -9999.0, -9999.0, -9999.0, -9999.0, -9999.0, -9999.0, -9999.0, -9999.0, -9999.0, -9999.0, -9999.0, -9999.0, -9999.0, -9999.0, -9999.0, -9999.0, -9999.0, -9999.0, -9999.0, -9999.0, -9999.0, -9999.0, -9999.0, -9999.0, -9999.0, -9999.0, -9999.0, -9999.0, -9999.0, -9999.0, -9999.0, -9999.0, -9999.0, -9999.0, -9999.0, -9999.0, -9999.0, -9999.0, -9999.0, -9999.0, -9999.0, -9999.0, -9999.0, -9999.0, -9999.0, -9999.0, -9999.0, -9999.0, -9999.0, -9999.0, -9999.0, -9999.0, -9999.0, -9999.0, -9999.0, -9999.0, -9999.0, -9999.0, -9999.0, -9999.0, -9999.0, -9999.0, -9999.0, -9999.0, -9999.0, -9999.0, -9999.0, -9999.0, -9999.0, -9999.0, -9999.0, -9999.0, -9999.0, -9999.0, -9999.0, -9999.0, -9999.0, -9999.0, -9999.0, -9999.0, -9999.0, -9999.0, -9999.0, -9999.0, -9999.0, -9999.0, -9999.0, -9999.0, -9999.0, -9999.0, -9999.0, -9999.0, -9999.0, -9999.0, -9999.0, -9999.0, -9999.0, -9999.0, -9999.0, -9999.0, -9999.0, -9999.0, -9999.0, -9999.0, -9999.0, -9999.0, -9999.0, -9999.0, -9999.0, -9999.0, -9999.0, -9999.0, -9999.0, -9999.0, -9999.0, -9999.0, -9999.0, -9999.0, -9999.0, -9999.0, -9999.0, -9999.0, -9999.0, -9999.0, -9999.0, -9999.0, -9999.0, -9999.0, -9999.0, -9999.0, -9999.0, -9999.0, -9999.0, -9999.0, -9999.0, -9999.0, -9999.0, -9999.0, -9999.0, -9999.0, -9999.0, -9999.0, -9999.0, -9999.0, -9999.0, -9999.0, -9999.0]
floatingse.platform_elem_n1 | output |  | [10.0, 11.0, 12.0, 13.0, 14.0, 15.0, 16.0, 17.0, 18.0, 19.0, 20.0, 21.0, 22.0, 23.0, 24.0, 25.0, 26.0, 27.0, 33.0, 32.0, 31.0, 30.0, 29.0, 1.0, 3.0, 5.0, 7.0, 9.0, 0.0, 2.0, 4.0, 6.0, 8.0, -9999.0, -9999.0, -9999.0, -9999.0, -9999.0, -9999.0, -9999.0, -9999.0, -9999.0, -9999.0, -9999.0, -9999.0, -9999.0, -9999.0, -9999.0, -9999.0, -9999.0, -9999.0, -9999.0, -9999.0, -9999.0, -9999.0, -9999.0, -9999.0, -9999.0, -9999.0, -9999.0, -9999.0, -9999.0, -9999.0, -9999.0, -9999.0, -9999.0, -9999.0, -9999.0, -9999.0, -9999.0, -9999.0, -9999.0, -9999.0, -9999.0, -9999.0, -9999.0, -9999.0, -9999.0, -9999.0, -9999.0, -9999.0, -9999.0, -9999.0, -9999.0, -9999.0, -9999.0, -9999.0, -9999.0, -9999.0, -9999.0, -9999.0, -9999.0, -9999.0, -9999.0, -9999.0, -9999.0, -9999.0, -9999.0, -9999.0, -9999.0, -9999.0, -9999.0, -9999.0, -9999.0, -9999.0, -9999.0, -9999.0, -9999.0, -9999.0, -9999.0, -9999.0, -9999.0, -9999.0, -9999.0, -9999.0, -9999.0, -9999.0, -9999.0, -9999.0, -9999.0, -9999.0, -9999.0, -9999.0, -9999.0, -9999.0, -9999.0, -9999.0, -9999.0, -9999.0, -9999.0, -9999.0, -9999.0, -9999.0, -9999.0, -9999.0, -9999.0, -9999.0, -9999.0, -9999.0, -9999.0, -9999.0, -9999.0, -9999.0, -9999.0, -9999.0, -9999.0, -9999.0, -9999.0, -9999.0, -9999.0, -9999.0, -9999.0, -9999.0, -9999.0, -9999.0, -9999.0, -9999.0, -9999.0, -9999.0, -9999.0, -9999.0, -9999.0, -9999.0, -9999.0, -9999.0, -9999.0, -9999.0, -9999.0, -9999.0, -9999.0, -9999.0, -9999.0, -9999.0, -9999.0, -9999.0, -9999.0, -9999.0, -9999.0, -9999.0, -9999.0, -9999.0, -9999.0, -9999.0, -9999.0, -9999.0, -9999.0, -9999.0, -9999.0, -9999.0, -9999.0, -9999.0, -9999.0, -9999.0, -9999.0, -9999.0, -9999.0, -9999.0, -9999.0, -9999.0, -9999.0, -9999.0, -9999.0, -9999.0, -9999.0, -9999.0, -9999.0, -9999.0, -9999.0, -9999.0, -9999.0, -9999.0, -9999.0, -9999.0, -9999.0, -9999.0, -9999.0, -9999.0, -9999.0, -9999.0, -9999.0, -9999.0, -9999.0, -9999.0, -9999.0, -9999.0, -9999.0, -9999.0, -9999.0, -9999.0, -9999.0, -9999.0, -9999.0, -9999.0, -9999.0, -9999.0, -9999.0, -9999.0, -9999.0, -9999.0, -9999.0, -9999.0, -9999.0, -9999.0, -9999.0, -9999.0, -9999.0, -9999.0, -9999.0, -9999.0, -9999.0, -9999.0, -9999.0, -9999.0, -9999.0, -9999.0, -9999.0, -9999.0, -9999.0, -9999.0, -9999.0, -9999.0, -9999.0, -9999.0, -9999.0, -9999.0, -9999.0, -9999.0, -9999.0, -9999.0, -9999.0, -9999.0, -9999.0, -9999.0, -9999.0, -9999.0, -9999.0, -9999.0, -9999.0, -9999.0, -9999.0, -9999.0, -9999.0, -9999.0, -9999.0, -9999.0, -9999.0, -9999.0, -9999.0, -9999.0, -9999.0, -9999.0, -9999.0, -9999.0, -9999.0, -9999.0, -9999.0, -9999.0, -9999.0, -9999.0, -9999.0, -9999.0, -9999.0, -9999.0, -9999.0, -9999.0, -9999.0, -9999.0, -9999.0, -9999.0, -9999.0, -9999.0, -9999.0, -9999.0, -9999.0, -9999.0, -9999.0, -9999.0, -9999.0, -9999.0, -9999.0, -9999.0, -9999.0, -9999.0, -9999.0, -9999.0, -9999.0, -9999.0, -9999.0, -9999.0, -9999.0, -9999.0, -9999.0, -9999.0, -9999.0, -9999.0, -9999.0, -9999.0, -9999.0, -9999.0, -9999.0, -9999.0, -9999.0, -9999.0, -9999.0, -9999.0, -9999.0, -9999.0, -9999.0, -9999.0, -9999.0, -9999.0, -9999.0, -9999.0, -9999.0, -9999.0, -9999.0, -9999.0, -9999.0, -9999.0, -9999.0, -9999.0, -9999.0, -9999.0, -9999.0, -9999.0, -9999.0, -9999.0, -9999.0, -9999.0, -9999.0, -9999.0, -9999.0, -9999.0, -9999.0, -9999.0, -9999.0, -9999.0, -9999.0, -9999.0, -9999.0, -9999.0, -9999.0, -9999.0, -9999.0, -9999.0, -9999.0, -9999.0, -9999.0, -9999.0, -9999.0, -9999.0, -9999.0, -9999.0, -9999.0, -9999.0, -9999.0, -9999.0, -9999.0, -9999.0, -9999.0, -9999.0, -9999.0, -9999.0, -9999.0, -9999.0, -9999.0, -9999.0, -9999.0, -9999.0, -9999.0, -9999.0, -9999.0, -9999.0, -9999.0, -9999.0, -9999.0, -9999.0, -9999.0, -9999.0, -9999.0, -9999.0, -9999.0, -9999.0, -9999.0, -9999.0, -9999.0, -9999.0, -9999.0, -9999.0, -9999.0, -9999.0, -9999.0, -9999.0, -9999.0, -9999.0, -9999.0, -9999.0, -9999.0, -9999.0, -9999.0, -9999.0, -9999.0, -9999.0, -9999.0, -9999.0, -9999.0, -9999.0, -9999.0, -9999.0, -9999.0, -9999.0, -9999.0, -9999.0, -9999.0, -9999.0, -9999.0, -9999.0, -9999.0, -9999.0, -9999.0, -9999.0, -9999.0, -9999.0, -9999.0, -9999.0, -9999.0, -9999.0, -9999.0, -9999.0, -9999.0, -9999.0, -9999.0, -9999.0, -9999.0, -9999.0, -9999.0, -9999.0, -9999.0, -9999.0, -9999.0, -9999.0, -9999.0, -9999.0, -9999.0, -9999.0, -9999.0, -9999.0, -9999.0, -9999.0, -9999.0, -9999.0, -9999.0, -9999.0, -9999.0, -9999.0, -9999.0, -9999.0, -9999.0, -9999.0, -9999.0]
floatingse.platform_elem_n2 | output |  | [11.0, 12.0, 13.0, 14.0, 15.0, 16.0, 17.0, 18.0, 19.0, 20.0, 21.0, 22.0, 23.0, 24.0, 25.0, 26.0, 27.0, 28.0, 32.0, 31.0, 30.0, 29.0, 15.0, 3.0, 5.0, 7.0, 9.0, 15.0, 2.0, 4.0, 6.0, 8.0, 15.0, -9999.0, -9999.0, -9999.0, -9999.0, -9999.0, -9999.0, -9999.0, -9999.0, -9999.0, -9999.0, -9999.0, -9999.0, -9999.0, -9999.0, -9999.0, -9999.0, -9999.0, -9999.0, -9999.0, -9999.0, -9999.0, -9999.0, -9999.0, -9999.0, -9999.0, -9999.0, -9999.0, -9999.0, -9999.0, -9999.0, -9999.0, -9999.0, -9999.0, -9999.0, -9999.0, -9999.0, -9999.0, -9999.0, -9999.0, -9999.0, -9999.0, -9999.0, -9999.0, -9999.0, -9999.0, -9999.0, -9999.0, -9999.0, -9999.0, -9999.0, -9999.0, -9999.0, -9999.0, -9999.0, -9999.0, -9999.0, -9999.0, -9999.0, -9999.0, -9999.0, -9999.0, -9999.0, -9999.0, -9999.0, -9999.0, -9999.0, -9999.0, -9999.0, -9999.0, -9999.0, -9999.0, -9999.0, -9999.0, -9999.0, -9999.0, -9999.0, -9999.0, -9999.0, -9999.0, -9999.0, -9999.0, -9999.0, -9999.0, -9999.0, -9999.0, -9999.0, -9999.0, -9999.0, -9999.0, -9999.0, -9999.0, -9999.0, -9999.0, -9999.0, -9999.0, -9999.0, -9999.0, -9999.0, -9999.0, -9999.0, -9999.0, -9999.0, -9999.0, -9999.0, -9999.0, -9999.0, -9999.0, -9999.0, -9999.0, -9999.0, -9999.0, -9999.0, -9999.0, -9999.0, -9999.0, -9999.0, -9999.0, -9999.0, -9999.0, -9999.0, -9999.0, -9999.0, -9999.0, -9999.0, -9999.0, -9999.0, -9999.0, -9999.0, -9999.0, -9999.0, -9999.0, -9999.0, -9999.0, -9999.0, -9999.0, -9999.0, -9999.0, -9999.0, -9999.0, -9999.0, -9999.0, -9999.0, -9999.0, -9999.0, -9999.0, -9999.0, -9999.0, -9999.0, -9999.0, -9999.0, -9999.0, -9999.0, -9999.0, -9999.0, -9999.0, -9999.0, -9999.0, -9999.0, -9999.0, -9999.0, -9999.0, -9999.0, -9999.0, -9999.0, -9999.0, -9999.0, -9999.0, -9999.0, -9999.0, -9999.0, -9999.0, -9999.0, -9999.0, -9999.0, -9999.0, -9999.0, -9999.0, -9999.0, -9999.0, -9999.0, -9999.0, -9999.0, -9999.0, -9999.0, -9999.0, -9999.0, -9999.0, -9999.0, -9999.0, -9999.0, -9999.0, -9999.0, -9999.0, -9999.0, -9999.0, -9999.0, -9999.0, -9999.0, -9999.0, -9999.0, -9999.0, -9999.0, -9999.0, -9999.0, -9999.0, -9999.0, -9999.0, -9999.0, -9999.0, -9999.0, -9999.0, -9999.0, -9999.0, -9999.0, -9999.0, -9999.0, -9999.0, -9999.0, -9999.0, -9999.0, -9999.0, -9999.0, -9999.0, -9999.0, -9999.0, -9999.0, -9999.0, -9999.0, -9999.0, -9999.0, -9999.0, -9999.0, -9999.0, -9999.0, -9999.0, -9999.0, -9999.0, -9999.0, -9999.0, -9999.0, -9999.0, -9999.0, -9999.0, -9999.0, -9999.0, -9999.0, -9999.0, -9999.0, -9999.0, -9999.0, -9999.0, -9999.0, -9999.0, -9999.0, -9999.0, -9999.0, -9999.0, -9999.0, -9999.0, -9999.0, -9999.0, -9999.0, -9999.0, -9999.0, -9999.0, -9999.0, -9999.0, -9999.0, -9999.0, -9999.0, -9999.0, -9999.0, -9999.0, -9999.0, -9999.0, -9999.0, -9999.0, -9999.0, -9999.0, -9999.0, -9999.0, -9999.0, -9999.0, -9999.0, -9999.0, -9999.0, -9999.0, -9999.0, -9999.0, -9999.0, -9999.0, -9999.0, -9999.0, -9999.0, -9999.0, -9999.0, -9999.0, -9999.0, -9999.0, -9999.0, -9999.0, -9999.0, -9999.0, -9999.0, -9999.0, -9999.0, -9999.0, -9999.0, -9999.0, -9999.0, -9999.0, -9999.0, -9999.0, -9999.0, -9999.0, -9999.0, -9999.0, -9999.0, -9999.0, -9999.0, -9999.0, -9999.0, -9999.0, -9999.0, -9999.0, -9999.0, -9999.0, -9999.0, -9999.0, -9999.0, -9999.0, -9999.0, -9999.0, -9999.0, -9999.0, -9999.0, -9999.0, -9999.0, -9999.0, -9999.0, -9999.0, -9999.0, -9999.0, -9999.0, -9999.0, -9999.0, -9999.0, -9999.0, -9999.0, -9999.0, -9999.0, -9999.0, -9999.0, -9999.0, -9999.0, -9999.0, -9999.0, -9999.0, -9999.0, -9999.0, -9999.0, -9999.0, -9999.0, -9999.0, -9999.0, -9999.0, -9999.0, -9999.0, -9999.0, -9999.0, -9999.0, -9999.0, -9999.0, -9999.0, -9999.0, -9999.0, -9999.0, -9999.0, -9999.0, -9999.0, -9999.0, -9999.0, -9999.0, -9999.0, -9999.0, -9999.0, -9999.0, -9999.0, -9999.0, -9999.0, -9999.0, -9999.0, -9999.0, -9999.0, -9999.0, -9999.0, -9999.0, -9999.0, -9999.0, -9999.0, -9999.0, -9999.0, -9999.0, -9999.0, -9999.0, -9999.0, -9999.0, -9999.0, -9999.0, -9999.0, -9999.0, -9999.0, -9999.0, -9999.0, -9999.0, -9999.0, -9999.0, -9999.0, -9999.0, -9999.0, -9999.0, -9999.0, -9999.0, -9999.0, -9999.0, -9999.0, -9999.0, -9999.0, -9999.0, -9999.0, -9999.0, -9999.0, -9999.0, -9999.0, -9999.0, -9999.0, -9999.0, -9999.0, -9999.0, -9999.0, -9999.0, -9999.0, -9999.0, -9999.0, -9999.0, -9999.0, -9999.0, -9999.0, -9999.0, -9999.0, -9999.0, -9999.0, -9999.0, -9999.0, -9999.0, -9999.0, -9999.0, -9999.0, -9999.0, -9999.0, -9999.0, -9999.0, -9999.0, -9999.0, -9999.0, -9999.0, -9999.0]
floatingse.platform_elem_t | output | m | [4.7, 0.08, 4.7, 0.08, 0.08, 0.08, 0.08, 0.08, 4.7, 0.08, 0.08, 4.7, 4.7, 0.08, 0.08, 0.08, 0.08, 3.25, 0.5, 0.1, 0.5, 0.01, 0.01, 0.5, 0.1, 0.5, 0.01, 0.01, 0.5, 0.1, 0.5, 0.01, 0.01, -9999.0, -9999.0, -9999.0, -9999.0, -9999.0, -9999.0, -9999.0, -9999.0, -9999.0, -9999.0, -9999.0, -9999.0, -9999.0, -9999.0, -9999.0, -9999.0, -9999.0, -9999.0, -9999.0, -9999.0, -9999.0, -9999.0, -9999.0, -9999.0, -9999.0, -9999.0, -9999.0, -9999.0, -9999.0, -9999.0, -9999.0, -9999.0, -9999.0, -9999.0, -9999.0, -9999.0, -9999.0, -9999.0, -9999.0, -9999.0, -9999.0, -9999.0, -9999.0, -9999.0, -9999.0, -9999.0, -9999.0, -9999.0, -9999.0, -9999.0, -9999.0, -9999.0, -9999.0, -9999.0, -9999.0, -9999.0, -9999.0, -9999.0, -9999.0, -9999.0, -9999.0, -9999.0, -9999.0, -9999.0, -9999.0, -9999.0, -9999.0, -9999.0, -9999.0, -9999.0, -9999.0, -9999.0, -9999.0, -9999.0, -9999.0, -9999.0, -9999.0, -9999.0, -9999.0, -9999.0, -9999.0, -9999.0, -9999.0, -9999.0, -9999.0, -9999.0, -9999.0, -9999.0, -9999.0, -9999.0, -9999.0, -9999.0, -9999.0, -9999.0, -9999.0, -9999.0, -9999.0, -9999.0, -9999.0, -9999.0, -9999.0, -9999.0, -9999.0, -9999.0, -9999.0, -9999.0, -9999.0, -9999.0, -9999.0, -9999.0, -9999.0, -9999.0, -9999.0, -9999.0, -9999.0, -9999.0, -9999.0, -9999.0, -9999.0, -9999.0, -9999.0, -9999.0, -9999.0, -9999.0, -9999.0, -9999.0, -9999.0, -9999.0, -9999.0, -9999.0, -9999.0, -9999.0, -9999.0, -9999.0, -9999.0, -9999.0, -9999.0, -9999.0, -9999.0, -9999.0, -9999.0, -9999.0, -9999.0, -9999.0, -9999.0, -9999.0, -9999.0, -9999.0, -9999.0, -9999.0, -9999.0, -9999.0, -9999.0, -9999.0, -9999.0, -9999.0, -9999.0, -9999.0, -9999.0, -9999.0, -9999.0, -9999.0, -9999.0, -9999.0, -9999.0, -9999.0, -9999.0, -9999.0, -9999.0, -9999.0, -9999.0, -9999.0, -9999.0, -9999.0, -9999.0, -9999.0, -9999.0, -9999.0, -9999.0, -9999.0, -9999.0, -9999.0, -9999.0, -9999.0, -9999.0, -9999.0, -9999.0, -9999.0, -9999.0, -9999.0, -9999.0, -9999.0, -9999.0, -9999.0, -9999.0, -9999.0, -9999.0, -9999.0, -9999.0, -9999.0, -9999.0, -9999.0, -9999.0, -9999.0, -9999.0, -9999.0, -9999.0, -9999.0, -9999.0, -9999.0, -9999.0, -9999.0, -9999.0, -9999.0, -9999.0, -9999.0, -9999.0, -9999.0, -9999.0, -9999.0, -9999.0, -9999.0, -9999.0, -9999.0, -9999.0, -9999.0, -9999.0, -9999.0, -9999.0, -9999.0, -9999.0, -9999.0, -9999.0, -9999.0, -9999.0, -9999.0, -9999.0, -9999.0, -9999.0, -9999.0, -9999.0, -9999.0, -9999.0, -9999.0, -9999.0, -9999.0, -9999.0, -9999.0, -9999.0, -9999.0, -9999.0, -9999.0, -9999.0, -9999.0, -9999.0, -9999.0, -9999.0, -9999.0, -9999.0, -9999.0, -9999.0, -9999.0, -9999.0, -9999.0, -9999.0, -9999.0, -9999.0, -9999.0, -9999.0, -9999.0, -9999.0, -9999.0, -9999.0, -9999.0, -9999.0, -9999.0, -9999.0, -9999.0, -9999.0, -9999.0, -9999.0, -9999.0, -9999.0, -9999.0, -9999.0, -9999.0, -9999.0, -9999.0, -9999.0, -9999.0, -9999.0, -9999.0, -9999.0, -9999.0, -9999.0, -9999.0, -9999.0, -9999.0, -9999.0, -9999.0, -9999.0, -9999.0, -9999.0, -9999.0, -9999.0, -9999.0, -9999.0, -9999.0, -9999.0, -9999.0, -9999.0, -9999.0, -9999.0, -9999.0, -9999.0, -9999.0, -9999.0, -9999.0, -9999.0, -9999.0, -9999.0, -9999.0, -9999.0, -9999.0, -9999.0, -9999.0, -9999.0, -9999.0, -9999.0, -9999.0, -9999.0, -9999.0, -9999.0, -9999.0, -9999.0, -9999.0, -9999.0, -9999.0, -9999.0, -9999.0, -9999.0, -9999.0, -9999.0, -9999.0, -9999.0, -9999.0, -9999.0, -9999.0, -9999.0, -9999.0, -9999.0, -9999.0, -9999.0, -9999.0, -9999.0, -9999.0, -9999.0, -9999.0, -9999.0, -9999.0, -9999.0, -9999.0, -9999.0, -9999.0, -9999.0, -9999.0, -9999.0, -9999.0, -9999.0, -9999.0, -9999.0, -9999.0, -9999.0, -9999.0, -9999.0, -9999.0, -9999.0, -9999.0, -9999.0, -9999.0, -9999.0, -9999.0, -9999.0, -9999.0, -9999.0, -9999.0, -9999.0, -9999.0, -9999.0, -9999.0, -9999.0, -9999.0, -9999.0, -9999.0, -9999.0, -9999.0, -9999.0, -9999.0, -9999.0, -9999.0, -9999.0, -9999.0, -9999.0, -9999.0, -9999.0, -9999.0, -9999.0, -9999.0, -9999.0, -9999.0, -9999.0, -9999.0, -9999.0, -9999.0, -9999.0, -9999.0, -9999.0, -9999.0, -9999.0, -9999.0, -9999.0, -9999.0, -9999.0, -9999.0, -9999.0, -9999.0, -9999.0, -9999.0, -9999.0, -9999.0, -9999.0, -9999.0, -9999.0, -9999.0, -9999.0, -9999.0, -9999.0, -9999.0, -9999.0, -9999.0, -9999.0, -9999.0, -9999.0, -9999.0, -9999.0, -9999.0, -9999.0, -9999.0, -9999.0, -9999.0, -9999.0, -9999.0, -9999.0, -9999.0, -9999.0, -9999.0, -9999.0, -9999.0, -9999.0, -9999.0, -9999.0, -9999.0, -9999.0, -9999.0, -9999.0, -9999.0, -9999.0]
floatingse.platform_elem_L | output | m | [0.09999999999999432, 12.875, 0.05000000000001137, 11.97529999999999, 25.00030000000001, 0.99969999999999, 0.9997000000000043, 12.975000000000001, 0.04999999999999716, 14.977000000000004, 27.976999999999997, 0.025000000000000355, 0.025000000000000355, 3.9725, 3.9974999999999996, 7.000500000000001, 6.9505, 0.05000000000000071, 0.02000000013340296, 0.46000003306133097, 0.020000000133402075, 2.0999999839795565, 2.6000000173076923, 0.02000000179990447, 0.4600000340703786, 0.020000001799905014, 2.0999999797764666, 2.6000000174466544, 0.02000000179990447, 0.4600000340703786, 0.020000001799905014, 2.0999999797764666, 2.6000000174466544, -9999.0, -9999.0, -9999.0, -9999.0, -9999.0, -9999.0, -9999.0, -9999.0, -9999.0, -9999.0, -9999.0, -9999.0, -9999.0, -9999.0, -9999.0, -9999.0, -9999.0, -9999.0, -9999.0, -9999.0, -9999.0, -9999.0, -9999.0, -9999.0, -9999.0, -9999.0, -9999.0, -9999.0, -9999.0, -9999.0, -9999.0, -9999.0, -9999.0, -9999.0, -9999.0, -9999.0, -9999.0, -9999.0, -9999.0, -9999.0, -9999.0, -9999.0, -9999.0, -9999.0, -9999.0, -9999.0, -9999.0, -9999.0, -9999.0, -9999.0, -9999.0, -9999.0, -9999.0, -9999.0, -9999.0, -9999.0, -9999.0, -9999.0, -9999.0, -9999.0, -9999.0, -9999.0, -9999.0, -9999.0, -9999.0, -9999.0, -9999.0, -9999.0, -9999.0, -9999.0, -9999.0, -9999.0, -9999.0, -9999.0, -9999.0, -9999.0, -9999.0, -9999.0, -9999.0, -9999.0, -9999.0, -9999.0, -9999.0, -9999.0, -9999.0, -9999.0, -9999.0, -9999.0, -9999.0, -9999.0, -9999.0, -9999.0, -9999.0, -9999.0, -9999.0, -9999.0, -9999.0, -9999.0, -9999.0, -9999.0, -9999.0, -9999.0, -9999.0, -9999.0, -9999.0, -9999.0, -9999.0, -9999.0, -9999.0, -9999.0, -9999.0, -9999.0, -9999.0, -9999.0, -9999.0, -9999.0, -9999.0, -9999.0, -9999.0, -9999.0, -9999.0, -9999.0, -9999.0, -9999.0, -9999.0, -9999.0, -9999.0, -9999.0, -9999.0, -9999.0, -9999.0, -9999.0, -9999.0, -9999.0, -9999.0, -9999.0, -9999.0, -9999.0, -9999.0, -9999.0, -9999.0, -9999.0, -9999.0, -9999.0, -9999.0, -9999.0, -9999.0, -9999.0, -9999.0, -9999.0, -9999.0, -9999.0, -9999.0, -9999.0, -9999.0, -9999.0, -9999.0, -9999.0, -9999.0, -9999.0, -9999.0, -9999.0, -9999.0, -9999.0, -9999.0, -9999.0, -9999.0, -9999.0, -9999.0, -9999.0, -9999.0, -9999.0, -9999.0, -9999.0, -9999.0, -9999.0, -9999.0, -9999.0, -9999.0, -9999.0, -9999.0, -9999.0, -9999.0, -9999.0, -9999.0, -9999.0, -9999.0, -9999.0, -9999.0, -9999.0, -9999.0, -9999.0, -9999.0, -9999.0, -9999.0, -9999.0, -9999.0, -9999.0, -9999.0, -9999.0, -9999.0, -9999.0, -9999.0, -9999.0, -9999.0, -9999.0, -9999.0, -9999.0, -9999.0, -9999.0, -9999.0, -9999.0, -9999.0, -9999.0, -9999.0, -9999.0, -9999.0, -9999.0, -9999.0, -9999.0, -9999.0, -9999.0, -9999.0, -9999.0, -9999.0, -9999.0, -9999.0, -9999.0, -9999.0, -9999.0, -9999.0, -9999.0, -9999.0, -9999.0, -9999.0, -9999.0, -9999.0, -9999.0, -9999.0, -9999.0, -9999.0, -9999.0, -9999.0, -9999.0, -9999.0, -9999.0, -9999.0, -9999.0, -9999.0, -9999.0, -9999.0, -9999.0, -9999.0, -9999.0, -9999.0, -9999.0, -9999.0, -9999.0, -9999.0, -9999.0, -9999.0, -9999.0, -9999.0, -9999.0, -9999.0, -9999.0, -9999.0, -9999.0, -9999.0, -9999.0, -9999.0, -9999.0, -9999.0, -9999.0, -9999.0, -9999.0, -9999.0, -9999.0, -9999.0, -9999.0, -9999.0, -9999.0, -9999.0, -9999.0, -9999.0, -9999.0, -9999.0, -9999.0, -9999.0, -9999.0, -9999.0, -9999.0, -9999.0, -9999.0, -9999.0, -9999.0, -9999.0, -9999.0, -9999.0, -9999.0, -9999.0, -9999.0, -9999.0, -9999.0, -9999.0, -9999.0, -9999.0, -9999.0, -9999.0, -9999.0, -9999.0, -9999.0, -9999.0, -9999.0, -9999.0, -9999.0, -9999.0, -9999.0, -9999.0, -9999.0, -9999.0, -9999.0, -9999.0, -9999.0, -9999.0, -9999.0, -9999.0, -9999.0, -9999.0, -9999.0, -9999.0, -9999.0, -9999.0, -9999.0, -9999.0, -9999.0, -9999.0, -9999.0, -9999.0, -9999.0, -9999.0, -9999.0, -9999.0, -9999.0, -9999.0, -9999.0, -9999.0, -9999.0, -9999.0, -9999.0, -9999.0, -9999.0, -9999.0, -9999.0, -9999.0, -9999.0, -9999.0, -9999.0, -9999.0, -9999.0, -9999.0, -9999.0, -9999.0, -9999.0, -9999.0, -9999.0, -9999.0, -9999.0, -9999.0, -9999.0, -9999.0, -9999.0, -9999.0, -9999.0, -9999.0, -9999.0, -9999.0, -9999.0, -9999.0, -9999.0, -9999.0, -9999.0, -9999.0, -9999.0, -9999.0, -9999.0, -9999.0, -9999.0, -9999.0, -9999.0, -9999.0, -9999.0, -9999.0, -9999.0, -9999.0, -9999.0, -9999.0, -9999.0, -9999.0, -9999.0, -9999.0, -9999.0, -9999.0, -9999.0, -9999.0, -9999.0, -9999.0, -9999.0, -9999.0, -9999.0, -9999.0, -9999.0, -9999.0, -9999.0, -9999.0, -9999.0, -9999.0, -9999.0, -9999.0, -9999.0, -9999.0, -9999.0, -9999.0, -9999.0, -9999.0, -9999.0, -9999.0, -9999.0, -9999.0, -9999.0, -9999.0, -9999.0, -9999.0, -9999.0, -9999.0, -9999.0, -9999.0, -9999.0, -9999.0, -9999.0, -9999.0, -9999.0, -9999.0, -9999.0, -9999.0, -9999.0, -9999.0, -9999.0, -9999.0, -9999.0, -9999.0, -9999.0, -9999.0, -9999.0, -9999.0, -9999.0, -9999.0, -9999.0, -9999.0, -9999.0, -9999.0, -9999.0, -9999.0, -9999.0, -9999.0, -9999.0, -9999.0]
floatingse.platform_elem_A | output | m**2 | [69.39778171779854, 2.3423714825165596, 69.39778171779854, 2.3423714825165596, 2.3423714825165596, 2.3423714825165596, 2.3423714825165596, 2.3423714825165596, 69.39778171779854, 2.3423714825165596, 2.3423714825165596, 69.39778171779854, 69.39778171779854, 2.160159108608341, 1.795734360791926, 1.6135219868837187, 1.6135219868837187, 33.18307240354219, 0.7853981633974483, 0.2827433388230813, 0.7853981633974483, 0.01, 0.01, 0.7853981633974483, 0.2827433388230813, 0.7853981633974483, 0.01, 0.01, 0.7853981633974483, 0.2827433388230813, 0.7853981633974483, 0.01, 0.01, -9999.0, -9999.0, -9999.0, -9999.0, -9999.0, -9999.0, -9999.0, -9999.0, -9999.0, -9999.0, -9999.0, -9999.0, -9999.0, -9999.0, -9999.0, -9999.0, -9999.0, -9999.0, -9999.0, -9999.0, -9999.0, -9999.0, -9999.0, -9999.0, -9999.0, -9999.0, -9999.0, -9999.0, -9999.0, -9999.0, -9999.0, -9999.0, -9999.0, -9999.0, -9999.0, -9999.0, -9999.0, -9999.0, -9999.0, -9999.0, -9999.0, -9999.0, -9999.0, -9999.0, -9999.0, -9999.0, -9999.0, -9999.0, -9999.0, -9999.0, -9999.0, -9999.0, -9999.0, -9999.0, -9999.0, -9999.0, -9999.0, -9999.0, -9999.0, -9999.0, -9999.0, -9999.0, -9999.0, -9999.0, -9999.0, -9999.0, -9999.0, -9999.0, -9999.0, -9999.0, -9999.0, -9999.0, -9999.0, -9999.0, -9999.0, -9999.0, -9999.0, -9999.0, -9999.0, -9999.0, -9999.0, -9999.0, -9999.0, -9999.0, -9999.0, -9999.0, -9999.0, -9999.0, -9999.0, -9999.0, -9999.0, -9999.0, -9999.0, -9999.0, -9999.0, -9999.0, -9999.0, -9999.0, -9999.0, -9999.0, -9999.0, -9999.0, -9999.0, -9999.0, -9999.0, -9999.0, -9999.0, -9999.0, -9999.0, -9999.0, -9999.0, -9999.0, -9999.0, -9999.0, -9999.0, -9999.0, -9999.0, -9999.0, -9999.0, -9999.0, -9999.0, -9999.0, -9999.0, -9999.0, -9999.0, -9999.0, -9999.0, -9999.0, -9999.0, -9999.0, -9999.0, -9999.0, -9999.0, -9999.0, -9999.0, -9999.0, -9999.0, -9999.0, -9999.0, -9999.0, -9999.0, -9999.0, -9999.0, -9999.0, -9999.0, -9999.0, -9999.0, -9999.0, -9999.0, -9999.0, -9999.0, -9999.0, -9999.0, -9999.0, -9999.0, -9999.0, -9999.0, -9999.0, -9999.0, -9999.0, -9999.0, -9999.0, -9999.0, -9999.0, -9999.0, -9999.0, -9999.0, -9999.0, -9999.0, -9999.0, -9999.0, -9999.0, -9999.0, -9999.0, -9999.0, -9999.0, -9999.0, -9999.0, -9999.0, -9999.0, -9999.0, -9999.0, -9999.0, -9999.0, -9999.0, -9999.0, -9999.0, -9999.0, -9999.0, -9999.0, -9999.0, -9999.0, -9999.0, -9999.0, -9999.0, -9999.0, -9999.0, -9999.0, -9999.0, -9999.0, -9999.0, -9999.0, -9999.0, -9999.0, -9999.0, -9999.0, -9999.0, -9999.0, -9999.0, -9999.0, -9999.0, -9999.0, -9999.0, -9999.0, -9999.0, -9999.0, -9999.0, -9999.0, -9999.0, -9999.0, -9999.0, -9999.0, -9999.0, -9999.0, -9999.0, -9999.0, -9999.0, -9999.0, -9999.0, -9999.0, -9999.0, -9999.0, -9999.0, -9999.0, -9999.0, -9999.0, -9999.0, -9999.0, -9999.0, -9999.0, -9999.0, -9999.0, -9999.0, -9999.0, -9999.0, -9999.0, -9999.0, -9999.0, -9999.0, -9999.0, -9999.0, -9999.0, -9999.0, -9999.0, -9999.0, -9999.0, -9999.0, -9999.0, -9999.0, -9999.0, -9999.0, -9999.0, -9999.0, -9999.0, -9999.0, -9999.0, -9999.0, -9999.0, -9999.0, -9999.0, -9999.0, -9999.0, -9999.0, -9999.0, -9999.0, -9999.0, -9999.0, -9999.0, -9999.0, -9999.0, -9999.0, -9999.0, -9999.0, -9999.0, -9999.0, -9999.0, -9999.0, -9999.0, -9999.0, -9999.0, -9999.0, -9999.0, -9999.0, -9999.0, -9999.0, -9999.0, -9999.0, -9999.0, -9999.0, -9999.0, -9999.0, -9999.0, -9999.0, -9999.0, -9999.0, -9999.0, -9999.0, -9999.0, -9999.0, -9999.0, -9999.0, -9999.0, -9999.0, -9999.0, -9999.0, -9999.0, -9999.0, -9999.0, -9999.0, -9999.0, -9999.0, -9999.0, -9999.0, -9999.0, -9999.0, -9999.0, -9999.0, -9999.0, -9999.0, -9999.0, -9999.0, -9999.0, -9999.0, -9999.0, -9999.0, -9999.0, -9999.0, -9999.0, -9999.0, -9999.0, -9999.0, -9999.0, -9999.0, -9999.0, -9999.0, -9999.0, -9999.0, -9999.0, -9999.0, -9999.0, -9999.0, -9999.0, -9999.0, -9999.0, -9999.0, -9999.0, -9999.0, -9999.0, -9999.0, -9999.0, -9999.0, -9999.0, -9999.0, -9999.0, -9999.0, -9999.0, -9999.0, -9999.0, -9999.0, -9999.0, -9999.0, -9999.0, -9999.0, -9999.0, -9999.0, -9999.0, -9999.0, -9999.0, -9999.0, -9999.0, -9999.0, -9999.0, -9999.0, -9999.0, -9999.0, -9999.0, -9999.0, -9999.0, -9999.0, -9999.0, -9999.0, -9999.0, -9999.0, -9999.0, -9999.0, -9999.0, -9999.0, -9999.0, -9999.0, -9999.0, -9999.0, -9999.0, -9999.0, -9999.0, -9999.0, -9999.0, -9999.0, -9999.0, -9999.0, -9999.0, -9999.0, -9999.0, -9999.0, -9999.0, -9999.0, -9999.0, -9999.0, -9999.0, -9999.0, -9999.0, -9999.0, -9999.0, -9999.0, -9999.0, -9999.0, -9999.0, -9999.0, -9999.0, -9999.0, -9999.0, -9999.0, -9999.0, -9999.0, -9999.0, -9999.0, -9999.0, -9999.0, -9999.0, -9999.0, -9999.0, -9999.0, -9999.0, -9999.0, -9999.0, -9999.0, -9999.0, -9999.0, -9999.0, -9999.0, -9999.0, -9999.0, -9999.0, -9999.0, -9999.0, -9999.0, -9999.0, -9999.0, -9999.0, -9999.0, -9999.0, -9999.0, -9999.0, -9999.0, -9999.0, -9999.0, -9999.0, -9999.0]
floatingse.platform_elem_Asx | output | m**2 | [61.728892729543674, 1.4277767276183688, 61.728892729543674, 1.4277767276183688, 1.4277767276183688, 1.4277767276183688, 1.4277767276183688, 1.4277767276183688, 61.728892729543674, 1.4277767276183688, 1.4277767276183688, 61.728892729543674, 61.728892729543674, 1.317152665926515, 1.095912822027277, 0.9852988397114465, 0.9852988397114465, 29.516135330729064, 0.698606753390037, 0.18261539511206404, 0.698606753390037, 0.01, 0.01, 0.698606753390037, 0.18261539511206404, 0.698606753390037, 0.01, 0.01, 0.698606753390037, 0.18261539511206404, 0.698606753390037, 0.01, 0.01, -9999.0, -9999.0, -9999.0, -9999.0, -9999.0, -9999.0, -9999.0, -9999.0, -9999.0, -9999.0, -9999.0, -9999.0, -9999.0, -9999.0, -9999.0, -9999.0, -9999.0, -9999.0, -9999.0, -9999.0, -9999.0, -9999.0, -9999.0, -9999.0, -9999.0, -9999.0, -9999.0, -9999.0, -9999.0, -9999.0, -9999.0, -9999.0, -9999.0, -9999.0, -9999.0, -9999.0, -9999.0, -9999.0, -9999.0, -9999.0, -9999.0, -9999.0, -9999.0, -9999.0, -9999.0, -9999.0, -9999.0, -9999.0, -9999.0, -9999.0, -9999.0, -9999.0, -9999.0, -9999.0, -9999.0, -9999.0, -9999.0, -9999.0, -9999.0, -9999.0, -9999.0, -9999.0, -9999.0, -9999.0, -9999.0, -9999.0, -9999.0, -9999.0, -9999.0, -9999.0, -9999.0, -9999.0, -9999.0, -9999.0, -9999.0, -9999.0, -9999.0, -9999.0, -9999.0, -9999.0, -9999.0, -9999.0, -9999.0, -9999.0, -9999.0, -9999.0, -9999.0, -9999.0, -9999.0, -9999.0, -9999.0, -9999.0, -9999.0, -9999.0, -9999.0, -9999.0, -9999.0, -9999.0, -9999.0, -9999.0, -9999.0, -9999.0, -9999.0, -9999.0, -9999.0, -9999.0, -9999.0, -9999.0, -9999.0, -9999.0, -9999.0, -9999.0, -9999.0, -9999.0, -9999.0, -9999.0, -9999.0, -9999.0, -9999.0, -9999.0, -9999.0, -9999.0, -9999.0, -9999.0, -9999.0, -9999.0, -9999.0, -9999.0, -9999.0, -9999.0, -9999.0, -9999.0, -9999.0, -9999.0, -9999.0, -9999.0, -9999.0, -9999.0, -9999.0, -9999.0, -9999.0, -9999.0, -9999.0, -9999.0, -9999.0, -9999.0, -9999.0, -9999.0, -9999.0, -9999.0, -9999.0, -9999.0, -9999.0, -9999.0, -9999.0, -9999.0, -9999.0, -9999.0, -9999.0, -9999.0, -9999.0, -9999.0, -9999.0, -9999.0, -9999.0, -9999.0, -9999.0, -9999.0, -9999.0, -9999.0, -9999.0, -9999.0, -9999.0, -9999.0, -9999.0, -9999.0, -9999.0, -9999.0, -9999.0, -9999.0, -9999.0, -9999.0, -9999.0, -9999.0, -9999.0, -9999.0, -9999.0, -9999.0, -9999.0, -9999.0, -9999.0, -9999.0, -9999.0, -9999.0, -9999.0, -9999.0, -9999.0, -9999.0, -9999.0, -9999.0, -9999.0, -9999.0, -9999.0, -9999.0, -9999.0, -9999.0, -9999.0, -9999.0, -9999.0, -9999.0, -9999.0, -9999.0, -9999.0, -9999.0, -9999.0, -9999.0, -9999.0, -9999.0, -9999.0, -9999.0, -9999.0, -9999.0, -9999.0, -9999.0, -9999.0, -9999.0, -9999.0, -9999.0, -9999.0, -9999.0, -9999.0, -9999.0, -9999.0, -9999.0, -9999.0, -9999.0, -9999.0, -9999.0, -9999.0, -9999.0, -9999.0, -9999.0, -9999.0, -9999.0, -9999.0, -9999.0, -9999.0, -9999.0, -9999.0, -9999.0, -9999.0, -9999.0, -9999.0, -9999.0, -9999.0, -9999.0, -9999.0, -9999.0, -9999.0, -9999.0, -9999.0, -9999.0, -9999.0, -9999.0, -9999.0, -9999.0, -9999.0, -9999.0, -9999.0, -9999.0, -9999.0, -9999.0, -9999.0, -9999.0, -9999.0, -9999.0, -9999.0, -9999.0, -9999.0, -9999.0, -9999.0, -9999.0, -9999.0, -9999.0, -9999.0, -9999.0, -9999.0, -9999.0, -9999.0, -9999.0, -9999.0, -9999.0, -9999.0, -9999.0, -9999.0, -9999.0, -9999.0, -9999.0, -9999.0, -9999.0, -9999.0, -9999.0, -9999.0, -9999.0, -9999.0, -9999.0, -9999.0, -9999.0, -9999.0, -9999.0, -9999.0, -9999.0, -9999.0, -9999.0, -9999.0, -9999.0, -9999.0, -9999.0, -9999.0, -9999.0, -9999.0, -9999.0, -9999.0, -9999.0, -9999.0, -9999.0, -9999.0, -9999.0, -9999.0, -9999.0, -9999.0, -9999.0, -9999.0, -9999.0, -9999.0, -9999.0, -9999.0, -9999.0, -9999.0, -9999.0, -9999.0, -9999.0, -9999.0, -9999.0, -9999.0, -9999.0, -9999.0, -9999.0, -9999.0, -9999.0, -9999.0, -9999.0, -9999.0, -9999.0, -9999.0, -9999.0, -9999.0, -9999.0, -9999.0, -9999.0, -9999.0, -9999.0, -9999.0, -9999.0, -9999.0, -9999.0, -9999.0, -9999.0, -9999.0, -9999.0, -9999.0, -9999.0, -9999.0, -9999.0, -9999.0, -9999.0, -9999.0, -9999.0, -9999.0, -9999.0, -9999.0, -9999.0, -9999.0, -9999.0, -9999.0, -9999.0, -9999.0, -9999.0, -9999.0, -9999.0, -9999.0, -9999.0, -9999.0, -9999.0, -9999.0, -9999.0, -9999.0, -9999.0, -9999.0, -9999.0, -9999.0, -9999.0, -9999.0, -9999.0, -9999.0, -9999.0, -9999.0, -9999.0, -9999.0, -9999.0, -9999.0, -9999.0, -9999.0, -9999.0, -9999.0, -9999.0, -9999.0, -9999.0, -9999.0, -9999.0, -9999.0, -9999.0, -9999.0, -9999.0, -9999.0, -9999.0, -9999.0, -9999.0, -9999.0, -9999.0, -9999.0, -9999.0, -9999.0, -9999.0, -9999.0, -9999.0, -9999.0, -9999.0, -9999.0, -9999.0, -9999.0, -9999.0, -9999.0, -9999.0, -9999.0, -9999.0, -9999.0, -9999.0, -9999.0, -9999.0, -9999.0, -9999.0, -9999.0, -9999.0, -9999.0, -9999.0, -9999.0, -9999.0, -9999.0, -9999.0, -9999.0, -9999.0, -9999.0, -9999.0, -9999.0, -9999.0, -9999.0]
floatingse.platform_elem_Asy | output | m**2 | [61.728892729543674, 1.4277767276183688, 61.728892729543674, 1.4277767276183688, 1.4277767276183688, 1.4277767276183688, 1.4277767276183688, 1.4277767276183688, 61.728892729543674, 1.4277767276183688, 1.4277767276183688, 61.728892729543674, 61.728892729543674, 1.317152665926515, 1.095912822027277, 0.9852988397114465, 0.9852988397114465, 29.516135330729064, 0.698606753390037, 0.18261539511206404, 0.698606753390037, 0.01, 0.01, 0.698606753390037, 0.18261539511206404, 0.698606753390037, 0.01, 0.01, 0.698606753390037, 0.18261539511206404, 0.698606753390037, 0.01, 0.01, -9999.0, -9999.0, -9999.0, -9999.0, -9999.0, -9999.0, -9999.0, -9999.0, -9999.0, -9999.0, -9999.0, -9999.0, -9999.0, -9999.0, -9999.0, -9999.0, -9999.0, -9999.0, -9999.0, -9999.0, -9999.0, -9999.0, -9999.0, -9999.0, -9999.0, -9999.0, -9999.0, -9999.0, -9999.0, -9999.0, -9999.0, -9999.0, -9999.0, -9999.0, -9999.0, -9999.0, -9999.0, -9999.0, -9999.0, -9999.0, -9999.0, -9999.0, -9999.0, -9999.0, -9999.0, -9999.0, -9999.0, -9999.0, -9999.0, -9999.0, -9999.0, -9999.0, -9999.0, -9999.0, -9999.0, -9999.0, -9999.0, -9999.0, -9999.0, -9999.0, -9999.0, -9999.0, -9999.0, -9999.0, -9999.0, -9999.0, -9999.0, -9999.0, -9999.0, -9999.0, -9999.0, -9999.0, -9999.0, -9999.0, -9999.0, -9999.0, -9999.0, -9999.0, -9999.0, -9999.0, -9999.0, -9999.0, -9999.0, -9999.0, -9999.0, -9999.0, -9999.0, -9999.0, -9999.0, -9999.0, -9999.0, -9999.0, -9999.0, -9999.0, -9999.0, -9999.0, -9999.0, -9999.0, -9999.0, -9999.0, -9999.0, -9999.0, -9999.0, -9999.0, -9999.0, -9999.0, -9999.0, -9999.0, -9999.0, -9999.0, -9999.0, -9999.0, -9999.0, -9999.0, -9999.0, -9999.0, -9999.0, -9999.0, -9999.0, -9999.0, -9999.0, -9999.0, -9999.0, -9999.0, -9999.0, -9999.0, -9999.0, -9999.0, -9999.0, -9999.0, -9999.0, -9999.0, -9999.0, -9999.0, -9999.0, -9999.0, -9999.0, -9999.0, -9999.0, -9999.0, -9999.0, -9999.0, -9999.0, -9999.0, -9999.0, -9999.0, -9999.0, -9999.0, -9999.0, -9999.0, -9999.0, -9999.0, -9999.0, -9999.0, -9999.0, -9999.0, -9999.0, -9999.0, -9999.0, -9999.0, -9999.0, -9999.0, -9999.0, -9999.0, -9999.0, -9999.0, -9999.0, -9999.0, -9999.0, -9999.0, -9999.0, -9999.0, -9999.0, -9999.0, -9999.0, -9999.0, -9999.0, -9999.0, -9999.0, -9999.0, -9999.0, -9999.0, -9999.0, -9999.0, -9999.0, -9999.0, -9999.0, -9999.0, -9999.0, -9999.0, -9999.0, -9999.0, -9999.0, -9999.0, -9999.0, -9999.0, -9999.0, -9999.0, -9999.0, -9999.0, -9999.0, -9999.0, -9999.0, -9999.0, -9999.0, -9999.0, -9999.0, -9999.0, -9999.0, -9999.0, -9999.0, -9999.0, -9999.0, -9999.0, -9999.0, -9999.0, -9999.0, -9999.0, -9999.0, -9999.0, -9999.0, -9999.0, -9999.0, -9999.0, -9999.0, -9999.0, -9999.0, -9999.0, -9999.0, -9999.0, -9999.0, -9999.0, -9999.0, -9999.0, -9999.0, -9999.0, -9999.0, -9999.0, -9999.0, -9999.0, -9999.0, -9999.0, -9999.0, -9999.0, -9999.0, -9999.0, -9999.0, -9999.0, -9999.0, -9999.0, -9999.0, -9999.0, -9999.0, -9999.0, -9999.0, -9999.0, -9999.0, -9999.0, -9999.0, -9999.0, -9999.0, -9999.0, -9999.0, -9999.0, -9999.0, -9999.0, -9999.0, -9999.0, -9999.0, -9999.0, -9999.0, -9999.0, -9999.0, -9999.0, -9999.0, -9999.0, -9999.0, -9999.0, -9999.0, -9999.0, -9999.0, -9999.0, -9999.0, -9999.0, -9999.0, -9999.0, -9999.0, -9999.0, -9999.0, -9999.0, -9999.0, -9999.0, -9999.0, -9999.0, -9999.0, -9999.0, -9999.0, -9999.0, -9999.0, -9999.0, -9999.0, -9999.0, -9999.0, -9999.0, -9999.0, -9999.0, -9999.0, -9999.0, -9999.0, -9999.0, -9999.0, -9999.0, -9999.0, -9999.0, -9999.0, -9999.0, -9999.0, -9999.0, -9999.0, -9999.0, -9999.0, -9999.0, -9999.0, -9999.0, -9999.0, -9999.0, -9999.0, -9999.0, -9999.0, -9999.0, -9999.0, -9999.0, -9999.0, -9999.0, -9999.0, -9999.0, -9999.0, -9999.0, -9999.0, -9999.0, -9999.0, -9999.0, -9999.0, -9999.0, -9999.0, -9999.0, -9999.0, -9999.0, -9999.0, -9999.0, -9999.0, -9999.0, -9999.0, -9999.0, -9999.0, -9999.0, -9999.0, -9999.0, -9999.0, -9999.0, -9999.0, -9999.0, -9999.0, -9999.0, -9999.0, -9999.0, -9999.0, -9999.0, -9999.0, -9999.0, -9999.0, -9999.0, -9999.0, -9999.0, -9999.0, -9999.0, -9999.0, -9999.0, -9999.0, -9999.0, -9999.0, -9999.0, -9999.0, -9999.0, -9999.0, -9999.0, -9999.0, -9999.0, -9999.0, -9999.0, -9999.0, -9999.0, -9999.0, -9999.0, -9999.0, -9999.0, -9999.0, -9999.0, -9999.0, -9999.0, -9999.0, -9999.0, -9999.0, -9999.0, -9999.0, -9999.0, -9999.0, -9999.0, -9999.0, -9999.0, -9999.0, -9999.0, -9999.0, -9999.0, -9999.0, -9999.0, -9999.0, -9999.0, -9999.0, -9999.0, -9999.0, -9999.0, -9999.0, -9999.0, -9999.0, -9999.0, -9999.0, -9999.0, -9999.0, -9999.0, -9999.0, -9999.0, -9999.0, -9999.0, -9999.0, -9999.0, -9999.0, -9999.0, -9999.0, -9999.0, -9999.0, -9999.0, -9999.0, -9999.0, -9999.0, -9999.0, -9999.0, -9999.0, -9999.0, -9999.0, -9999.0, -9999.0, -9999.0, -9999.0, -9999.0, -9999.0, -9999.0, -9999.0, -9999.0, -9999.0, -9999.0, -9999.0, -9999.0, -9999.0, -9999.0, -9999.0, -9999.0]
floatingse.platform_elem_Ixx | output | kg*m**2 | [383.24924953654244, 25.434874980054236, 383.24924953654244, 25.434874980054236, 25.434874980054236, 25.434874980054236, 25.434874980054236, 25.434874980054236, 383.24924953654244, 25.434874980054236, 25.434874980054236, 383.24924953654244, 383.24924953654244, 19.94918412645069, 11.460696555757096, 8.31423677011377, 8.31423677011377, 87.6240505656036, 0.04908738521234052, 0.028981192229365838, 0.04908738521234052, 0.01, 0.01, 0.04908738521234052, 0.028981192229365838, 0.04908738521234052, 0.01, 0.01, 0.04908738521234052, 0.028981192229365838, 0.04908738521234052, 0.01, 0.01, -9999.0, -9999.0, -9999.0, -9999.0, -9999.0, -9999.0, -9999.0, -9999.0, -9999.0, -9999.0, -9999.0, -9999.0, -9999.0, -9999.0, -9999.0, -9999.0, -9999.0, -9999.0, -9999.0, -9999.0, -9999.0, -9999.0, -9999.0, -9999.0, -9999.0, -9999.0, -9999.0, -9999.0, -9999.0, -9999.0, -9999.0, -9999.0, -9999.0, -9999.0, -9999.0, -9999.0, -9999.0, -9999.0, -9999.0, -9999.0, -9999.0, -9999.0, -9999.0, -9999.0, -9999.0, -9999.0, -9999.0, -9999.0, -9999.0, -9999.0, -9999.0, -9999.0, -9999.0, -9999.0, -9999.0, -9999.0, -9999.0, -9999.0, -9999.0, -9999.0, -9999.0, -9999.0, -9999.0, -9999.0, -9999.0, -9999.0, -9999.0, -9999.0, -9999.0, -9999.0, -9999.0, -9999.0, -9999.0, -9999.0, -9999.0, -9999.0, -9999.0, -9999.0, -9999.0, -9999.0, -9999.0, -9999.0, -9999.0, -9999.0, -9999.0, -9999.0, -9999.0, -9999.0, -9999.0, -9999.0, -9999.0, -9999.0, -9999.0, -9999.0, -9999.0, -9999.0, -9999.0, -9999.0, -9999.0, -9999.0, -9999.0, -9999.0, -9999.0, -9999.0, -9999.0, -9999.0, -9999.0, -9999.0, -9999.0, -9999.0, -9999.0, -9999.0, -9999.0, -9999.0, -9999.0, -9999.0, -9999.0, -9999.0, -9999.0, -9999.0, -9999.0, -9999.0, -9999.0, -9999.0, -9999.0, -9999.0, -9999.0, -9999.0, -9999.0, -9999.0, -9999.0, -9999.0, -9999.0, -9999.0, -9999.0, -9999.0, -9999.0, -9999.0, -9999.0, -9999.0, -9999.0, -9999.0, -9999.0, -9999.0, -9999.0, -9999.0, -9999.0, -9999.0, -9999.0, -9999.0, -9999.0, -9999.0, -9999.0, -9999.0, -9999.0, -9999.0, -9999.0, -9999.0, -9999.0, -9999.0, -9999.0, -9999.0, -9999.0, -9999.0, -9999.0, -9999.0, -9999.0, -9999.0, -9999.0, -9999.0, -9999.0, -9999.0, -9999.0, -9999.0, -9999.0, -9999.0, -9999.0, -9999.0, -9999.0, -9999.0, -9999.0, -9999.0, -9999.0, -9999.0, -9999.0, -9999.0, -9999.0, -9999.0, -9999.0, -9999.0, -9999.0, -9999.0, -9999.0, -9999.0, -9999.0, -9999.0, -9999.0, -9999.0, -9999.0, -9999.0, -9999.0, -9999.0, -9999.0, -9999.0, -9999.0, -9999.0, -9999.0, -9999.0, -9999.0, -9999.0, -9999.0, -9999.0, -9999.0, -9999.0, -9999.0, -9999.0, -9999.0, -9999.0, -9999.0, -9999.0, -9999.0, -9999.0, -9999.0, -9999.0, -9999.0, -9999.0, -9999.0, -9999.0, -9999.0, -9999.0, -9999.0, -9999.0, -9999.0, -9999.0, -9999.0, -9999.0, -9999.0, -9999.0, -9999.0, -9999.0, -9999.0, -9999.0, -9999.0, -9999.0, -9999.0, -9999.0, -9999.0, -9999.0, -9999.0, -9999.0, -9999.0, -9999.0, -9999.0, -9999.0, -9999.0, -9999.0, -9999.0, -9999.0, -9999.0, -9999.0, -9999.0, -9999.0, -9999.0, -9999.0, -9999.0, -9999.0, -9999.0, -9999.0, -9999.0, -9999.0, -9999.0, -9999.0, -9999.0, -9999.0, -9999.0, -9999.0, -9999.0, -9999.0, -9999.0, -9999.0, -9999.0, -9999.0, -9999.0, -9999.0, -9999.0, -9999.0, -9999.0, -9999.0, -9999.0, -9999.0, -9999.0, -9999.0, -9999.0, -9999.0, -9999.0, -9999.0, -9999.0, -9999.0, -9999.0, -9999.0, -9999.0, -9999.0, -9999.0, -9999.0, -9999.0, -9999.0, -9999.0, -9999.0, -9999.0, -9999.0, -9999.0, -9999.0, -9999.0, -9999.0, -9999.0, -9999.0, -9999.0, -9999.0, -9999.0, -9999.0, -9999.0, -9999.0, -9999.0, -9999.0, -9999.0, -9999.0, -9999.0, -9999.0, -9999.0, -9999.0, -9999.0, -9999.0, -9999.0, -9999.0, -9999.0, -9999.0, -9999.0, -9999.0, -9999.0, -9999.0, -9999.0, -9999.0, -9999.0, -9999.0, -9999.0, -9999.0, -9999.0, -9999.0, -9999.0, -9999.0, -9999.0, -9999.0, -9999.0, -9999.0, -9999.0, -9999.0, -9999.0, -9999.0, -9999.0, -9999.0, -9999.0, -9999.0, -9999.0, -9999.0, -9999.0, -9999.0, -9999.0, -9999.0, -9999.0, -9999.0, -9999.0, -9999.0, -9999.0, -9999.0, -9999.0, -9999.0, -9999.0, -9999.0, -9999.0, -9999.0, -9999.0, -9999.0, -9999.0, -9999.0, -9999.0, -9999.0, -9999.0, -9999.0, -9999.0, -9999.0, -9999.0, -9999.0, -9999.0, -9999.0, -9999.0, -9999.0, -9999.0, -9999.0, -9999.0, -9999.0, -9999.0, -9999.0, -9999.0, -9999.0, -9999.0, -9999.0, -9999.0, -9999.0, -9999.0, -9999.0, -9999.0, -9999.0, -9999.0, -9999.0, -9999.0, -9999.0, -9999.0, -9999.0, -9999.0, -9999.0, -9999.0, -9999.0, -9999.0, -9999.0, -9999.0, -9999.0, -9999.0, -9999.0, -9999.0, -9999.0, -9999.0, -9999.0, -9999.0, -9999.0, -9999.0, -9999.0, -9999.0, -9999.0, -9999.0, -9999.0, -9999.0, -9999.0, -9999.0, -9999.0, -9999.0, -9999.0, -9999.0, -9999.0, -9999.0, -9999.0, -9999.0, -9999.0, -9999.0, -9999.0, -9999.0, -9999.0, -9999.0, -9999.0, -9999.0, -9999.0, -9999.0, -9999.0, -9999.0, -9999.0, -9999.0, -9999.0, -9999.0]
floatingse.platform_elem_Iyy | output | kg*m**2 | [383.24924953654244, 25.434874980054236, 383.24924953654244, 25.434874980054236, 25.434874980054236, 25.434874980054236, 25.434874980054236, 25.434874980054236, 383.24924953654244, 25.434874980054236, 25.434874980054236, 383.24924953654244, 383.24924953654244, 19.94918412645069, 11.460696555757096, 8.31423677011377, 8.31423677011377, 87.6240505656036, 0.04908738521234052, 0.028981192229365838, 0.04908738521234052, 0.01, 0.01, 0.04908738521234052, 0.028981192229365838, 0.04908738521234052, 0.01, 0.01, 0.04908738521234052, 0.028981192229365838, 0.04908738521234052, 0.01, 0.01, -9999.0, -9999.0, -9999.0, -9999.0, -9999.0, -9999.0, -9999.0, -9999.0, -9999.0, -9999.0, -9999.0, -9999.0, -9999.0, -9999.0, -9999.0, -9999.0, -9999.0, -9999.0, -9999.0, -9999.0, -9999.0, -9999.0, -9999.0, -9999.0, -9999.0, -9999.0, -9999.0, -9999.0, -9999.0, -9999.0, -9999.0, -9999.0, -9999.0, -9999.0, -9999.0, -9999.0, -9999.0, -9999.0, -9999.0, -9999.0, -9999.0, -9999.0, -9999.0, -9999.0, -9999.0, -9999.0, -9999.0, -9999.0, -9999.0, -9999.0, -9999.0, -9999.0, -9999.0, -9999.0, -9999.0, -9999.0, -9999.0, -9999.0, -9999.0, -9999.0, -9999.0, -9999.0, -9999.0, -9999.0, -9999.0, -9999.0, -9999.0, -9999.0, -9999.0, -9999.0, -9999.0, -9999.0, -9999.0, -9999.0, -9999.0, -9999.0, -9999.0, -9999.0, -9999.0, -9999.0, -9999.0, -9999.0, -9999.0, -9999.0, -9999.0, -9999.0, -9999.0, -9999.0, -9999.0, -9999.0, -9999.0, -9999.0, -9999.0, -9999.0, -9999.0, -9999.0, -9999.0, -9999.0, -9999.0, -9999.0, -9999.0, -9999.0, -9999.0, -9999.0, -9999.0, -9999.0, -9999.0, -9999.0, -9999.0, -9999.0, -9999.0, -9999.0, -9999.0, -9999.0, -9999.0, -9999.0, -9999.0, -9999.0, -9999.0, -9999.0, -9999.0, -9999.0, -9999.0, -9999.0, -9999.0, -9999.0, -9999.0, -9999.0, -9999.0, -9999.0, -9999.0, -9999.0, -9999.0, -9999.0, -9999.0, -9999.0, -9999.0, -9999.0, -9999.0, -9999.0, -9999.0, -9999.0, -9999.0, -9999.0, -9999.0, -9999.0, -9999.0, -9999.0, -9999.0, -9999.0, -9999.0, -9999.0, -9999.0, -9999.0, -9999.0, -9999.0, -9999.0, -9999.0, -9999.0, -9999.0, -9999.0, -9999.0, -9999.0, -9999.0, -9999.0, -9999.0, -9999.0, -9999.0, -9999.0, -9999.0, -9999.0, -9999.0, -9999.0, -9999.0, -9999.0, -9999.0, -9999.0, -9999.0, -9999.0, -9999.0, -9999.0, -9999.0, -9999.0, -9999.0, -9999.0, -9999.0, -9999.0, -9999.0, -9999.0, -9999.0, -9999.0, -9999.0, -9999.0, -9999.0, -9999.0, -9999.0, -9999.0, -9999.0, -9999.0, -9999.0, -9999.0, -9999.0, -9999.0, -9999.0, -9999.0, -9999.0, -9999.0, -9999.0, -9999.0, -9999.0, -9999.0, -9999.0, -9999.0, -9999.0, -9999.0, -9999.0, -9999.0, -9999.0, -9999.0, -9999.0, -9999.0, -9999.0, -9999.0, -9999.0, -9999.0, -9999.0, -9999.0, -9999.0, -9999.0, -9999.0, -9999.0, -9999.0, -9999.0, -9999.0, -9999.0, -9999.0, -9999.0, -9999.0, -9999.0, -9999.0, -9999.0, -9999.0, -9999.0, -9999.0, -9999.0, -9999.0, -9999.0, -9999.0, -9999.0, -9999.0, -9999.0, -9999.0, -9999.0, -9999.0, -9999.0, -9999.0, -9999.0, -9999.0, -9999.0, -9999.0, -9999.0, -9999.0, -9999.0, -9999.0, -9999.0, -9999.0, -9999.0, -9999.0, -9999.0, -9999.0, -9999.0, -9999.0, -9999.0, -9999.0, -9999.0, -9999.0, -9999.0, -9999.0, -9999.0, -9999.0, -9999.0, -9999.0, -9999.0, -9999.0, -9999.0, -9999.0, -9999.0, -9999.0, -9999.0, -9999.0, -9999.0, -9999.0, -9999.0, -9999.0, -9999.0, -9999.0, -9999.0, -9999.0, -9999.0, -9999.0, -9999.0, -9999.0, -9999.0, -9999.0, -9999.0, -9999.0, -9999.0, -9999.0, -9999.0, -9999.0, -9999.0, -9999.0, -9999.0, -9999.0, -9999.0, -9999.0, -9999.0, -9999.0, -9999.0, -9999.0, -9999.0, -9999.0, -9999.0, -9999.0, -9999.0, -9999.0, -9999.0, -9999.0, -9999.0, -9999.0, -9999.0, -9999.0, -9999.0, -9999.0, -9999.0, -9999.0, -9999.0, -9999.0, -9999.0, -9999.0, -9999.0, -9999.0, -9999.0, -9999.0, -9999.0, -9999.0, -9999.0, -9999.0, -9999.0, -9999.0, -9999.0, -9999.0, -9999.0, -9999.0, -9999.0, -9999.0, -9999.0, -9999.0, -9999.0, -9999.0, -9999.0, -9999.0, -9999.0, -9999.0, -9999.0, -9999.0, -9999.0, -9999.0, -9999.0, -9999.0, -9999.0, -9999.0, -9999.0, -9999.0, -9999.0, -9999.0, -9999.0, -9999.0, -9999.0, -9999.0, -9999.0, -9999.0, -9999.0, -9999.0, -9999.0, -9999.0, -9999.0, -9999.0, -9999.0, -9999.0, -9999.0, -9999.0, -9999.0, -9999.0, -9999.0, -9999.0, -9999.0, -9999.0, -9999.0, -9999.0, -9999.0, -9999.0, -9999.0, -9999.0, -9999.0, -9999.0, -9999.0, -9999.0, -9999.0, -9999.0, -9999.0, -9999.0, -9999.0, -9999.0, -9999.0, -9999.0, -9999.0, -9999.0, -9999.0, -9999.0, -9999.0, -9999.0, -9999.0, -9999.0, -9999.0, -9999.0, -9999.0, -9999.0, -9999.0, -9999.0, -9999.0, -9999.0, -9999.0, -9999.0, -9999.0, -9999.0, -9999.0, -9999.0, -9999.0, -9999.0, -9999.0, -9999.0, -9999.0, -9999.0, -9999.0, -9999.0, -9999.0, -9999.0, -9999.0, -9999.0, -9999.0, -9999.0, -9999.0, -9999.0, -9999.0, -9999.0, -9999.0, -9999.0, -9999.0, -9999.0, -9999.0, -9999.0, -9999.0, -9999.0, -9999.0, -9999.0, -9999.0]
floatingse.platform_elem_J0 | output | kg*m**2 | [766.4984990730849, 50.86974996010847, 766.4984990730849, 50.86974996010847, 50.86974996010847, 50.86974996010847, 50.86974996010847, 50.86974996010847, 766.4984990730849, 50.86974996010847, 50.86974996010847, 766.4984990730849, 766.4984990730849, 39.89836825290138, 22.921393111514192, 16.62847354022754, 16.62847354022754, 175.2481011312072, 0.09817477042468103, 0.057962384458731676, 0.09817477042468103, 0.01, 0.01, 0.09817477042468103, 0.057962384458731676, 0.09817477042468103, 0.01, 0.01, 0.09817477042468103, 0.057962384458731676, 0.09817477042468103, 0.01, 0.01, -9999.0, -9999.0, -9999.0, -9999.0, -9999.0, -9999.0, -9999.0, -9999.0, -9999.0, -9999.0, -9999.0, -9999.0, -9999.0, -9999.0, -9999.0, -9999.0, -9999.0, -9999.0, -9999.0, -9999.0, -9999.0, -9999.0, -9999.0, -9999.0, -9999.0, -9999.0, -9999.0, -9999.0, -9999.0, -9999.0, -9999.0, -9999.0, -9999.0, -9999.0, -9999.0, -9999.0, -9999.0, -9999.0, -9999.0, -9999.0, -9999.0, -9999.0, -9999.0, -9999.0, -9999.0, -9999.0, -9999.0, -9999.0, -9999.0, -9999.0, -9999.0, -9999.0, -9999.0, -9999.0, -9999.0, -9999.0, -9999.0, -9999.0, -9999.0, -9999.0, -9999.0, -9999.0, -9999.0, -9999.0, -9999.0, -9999.0, -9999.0, -9999.0, -9999.0, -9999.0, -9999.0, -9999.0, -9999.0, -9999.0, -9999.0, -9999.0, -9999.0, -9999.0, -9999.0, -9999.0, -9999.0, -9999.0, -9999.0, -9999.0, -9999.0, -9999.0, -9999.0, -9999.0, -9999.0, -9999.0, -9999.0, -9999.0, -9999.0, -9999.0, -9999.0, -9999.0, -9999.0, -9999.0, -9999.0, -9999.0, -9999.0, -9999.0, -9999.0, -9999.0, -9999.0, -9999.0, -9999.0, -9999.0, -9999.0, -9999.0, -9999.0, -9999.0, -9999.0, -9999.0, -9999.0, -9999.0, -9999.0, -9999.0, -9999.0, -9999.0, -9999.0, -9999.0, -9999.0, -9999.0, -9999.0, -9999.0, -9999.0, -9999.0, -9999.0, -9999.0, -9999.0, -9999.0, -9999.0, -9999.0, -9999.0, -9999.0, -9999.0, -9999.0, -9999.0, -9999.0, -9999.0, -9999.0, -9999.0, -9999.0, -9999.0, -9999.0, -9999.0, -9999.0, -9999.0, -9999.0, -9999.0, -9999.0, -9999.0, -9999.0, -9999.0, -9999.0, -9999.0, -9999.0, -9999.0, -9999.0, -9999.0, -9999.0, -9999.0, -9999.0, -9999.0, -9999.0, -9999.0, -9999.0, -9999.0, -9999.0, -9999.0, -9999.0, -9999.0, -9999.0, -9999.0, -9999.0, -9999.0, -9999.0, -9999.0, -9999.0, -9999.0, -9999.0, -9999.0, -9999.0, -9999.0, -9999.0, -9999.0, -9999.0, -9999.0, -9999.0, -9999.0, -9999.0, -9999.0, -9999.0, -9999.0, -9999.0, -9999.0, -9999.0, -9999.0, -9999.0, -9999.0, -9999.0, -9999.0, -9999.0, -9999.0, -9999.0, -9999.0, -9999.0, -9999.0, -9999.0, -9999.0, -9999.0, -9999.0, -9999.0, -9999.0, -9999.0, -9999.0, -9999.0, -9999.0, -9999.0, -9999.0, -9999.0, -9999.0, -9999.0, -9999.0, -9999.0, -9999.0, -9999.0, -9999.0, -9999.0, -9999.0, -9999.0, -9999.0, -9999.0, -9999.0, -9999.0, -9999.0, -9999.0, -9999.0, -9999.0, -9999.0, -9999.0, -9999.0, -9999.0, -9999.0, -9999.0, -9999.0, -9999.0, -9999.0, -9999.0, -9999.0, -9999.0, -9999.0, -9999.0, -9999.0, -9999.0, -9999.0, -9999.0, -9999.0, -9999.0, -9999.0, -9999.0, -9999.0, -9999.0, -9999.0, -9999.0, -9999.0, -9999.0, -9999.0, -9999.0, -9999.0, -9999.0, -9999.0, -9999.0, -9999.0, -9999.0, -9999.0, -9999.0, -9999.0, -9999.0, -9999.0, -9999.0, -9999.0, -9999.0, -9999.0, -9999.0, -9999.0, -9999.0, -9999.0, -9999.0, -9999.0, -9999.0, -9999.0, -9999.0, -9999.0, -9999.0, -9999.0, -9999.0, -9999.0, -9999.0, -9999.0, -9999.0, -9999.0, -9999.0, -9999.0, -9999.0, -9999.0, -9999.0, -9999.0, -9999.0, -9999.0, -9999.0, -9999.0, -9999.0, -9999.0, -9999.0, -9999.0, -9999.0, -9999.0, -9999.0, -9999.0, -9999.0, -9999.0, -9999.0, -9999.0, -9999.0, -9999.0, -9999.0, -9999.0, -9999.0, -9999.0, -9999.0, -9999.0, -9999.0, -9999.0, -9999.0, -9999.0, -9999.0, -9999.0, -9999.0, -9999.0, -9999.0, -9999.0, -9999.0, -9999.0, -9999.0, -9999.0, -9999.0, -9999.0, -9999.0, -9999.0, -9999.0, -9999.0, -9999.0, -9999.0, -9999.0, -9999.0, -9999.0, -9999.0, -9999.0, -9999.0, -9999.0, -9999.0, -9999.0, -9999.0, -9999.0, -9999.0, -9999.0, -9999.0, -9999.0, -9999.0, -9999.0, -9999.0, -9999.0, -9999.0, -9999.0, -9999.0, -9999.0, -9999.0, -9999.0, -9999.0, -9999.0, -9999.0, -9999.0, -9999.0, -9999.0, -9999.0, -9999.0, -9999.0, -9999.0, -9999.0, -9999.0, -9999.0, -9999.0, -9999.0, -9999.0, -9999.0, -9999.0, -9999.0, -9999.0, -9999.0, -9999.0, -9999.0, -9999.0, -9999.0, -9999.0, -9999.0, -9999.0, -9999.0, -9999.0, -9999.0, -9999.0, -9999.0, -9999.0, -9999.0, -9999.0, -9999.0, -9999.0, -9999.0, -9999.0, -9999.0, -9999.0, -9999.0, -9999.0, -9999.0, -9999.0, -9999.0, -9999.0, -9999.0, -9999.0, -9999.0, -9999.0, -9999.0, -9999.0, -9999.0, -9999.0, -9999.0, -9999.0, -9999.0, -9999.0, -9999.0, -9999.0, -9999.0, -9999.0, -9999.0, -9999.0, -9999.0, -9999.0, -9999.0, -9999.0, -9999.0, -9999.0, -9999.0, -9999.0, -9999.0, -9999.0, -9999.0, -9999.0, -9999.0, -9999.0, -9999.0, -9999.0, -9999.0, -9999.0, -9999.0, -9999.0, -9999.0]
floatingse.platform_elem_rho | output | kg/m**3 | [9046.991753862745, 44744.806656153334, 9046.991753862745, 44744.806656153334, 44744.806656153334, 44744.806656153334, 44744.806656153334, 7800.0, 7800.0, 7800.0, 7800.0, 7800.0, 7800.0, 7800.0, 7800.0, 7800.0, 7800.0, 7800.0, 7800.0, 7800.0, 7800.0, 0.01, 0.01, 7800.0, 7800.0, 7800.0, 0.01, 0.01, 7800.0, 7800.0, 7800.0, 0.01, 0.01, -9999.0, -9999.0, -9999.0, -9999.0, -9999.0, -9999.0, -9999.0, -9999.0, -9999.0, -9999.0, -9999.0, -9999.0, -9999.0, -9999.0, -9999.0, -9999.0, -9999.0, -9999.0, -9999.0, -9999.0, -9999.0, -9999.0, -9999.0, -9999.0, -9999.0, -9999.0, -9999.0, -9999.0, -9999.0, -9999.0, -9999.0, -9999.0, -9999.0, -9999.0, -9999.0, -9999.0, -9999.0, -9999.0, -9999.0, -9999.0, -9999.0, -9999.0, -9999.0, -9999.0, -9999.0, -9999.0, -9999.0, -9999.0, -9999.0, -9999.0, -9999.0, -9999.0, -9999.0, -9999.0, -9999.0, -9999.0, -9999.0, -9999.0, -9999.0, -9999.0, -9999.0, -9999.0, -9999.0, -9999.0, -9999.0, -9999.0, -9999.0, -9999.0, -9999.0, -9999.0, -9999.0, -9999.0, -9999.0, -9999.0, -9999.0, -9999.0, -9999.0, -9999.0, -9999.0, -9999.0, -9999.0, -9999.0, -9999.0, -9999.0, -9999.0, -9999.0, -9999.0, -9999.0, -9999.0, -9999.0, -9999.0, -9999.0, -9999.0, -9999.0, -9999.0, -9999.0, -9999.0, -9999.0, -9999.0, -9999.0, -9999.0, -9999.0, -9999.0, -9999.0, -9999.0, -9999.0, -9999.0, -9999.0, -9999.0, -9999.0, -9999.0, -9999.0, -9999.0, -9999.0, -9999.0, -9999.0, -9999.0, -9999.0, -9999.0, -9999.0, -9999.0, -9999.0, -9999.0, -9999.0, -9999.0, -9999.0, -9999.0, -9999.0, -9999.0, -9999.0, -9999.0, -9999.0, -9999.0, -9999.0, -9999.0, -9999.0, -9999.0, -9999.0, -9999.0, -9999.0, -9999.0, -9999.0, -9999.0, -9999.0, -9999.0, -9999.0, -9999.0, -9999.0, -9999.0, -9999.0, -9999.0, -9999.0, -9999.0, -9999.0, -9999.0, -9999.0, -9999.0, -9999.0, -9999.0, -9999.0, -9999.0, -9999.0, -9999.0, -9999.0, -9999.0, -9999.0, -9999.0, -9999.0, -9999.0, -9999.0, -9999.0, -9999.0, -9999.0, -9999.0, -9999.0, -9999.0, -9999.0, -9999.0, -9999.0, -9999.0, -9999.0, -9999.0, -9999.0, -9999.0, -9999.0, -9999.0, -9999.0, -9999.0, -9999.0, -9999.0, -9999.0, -9999.0, -9999.0, -9999.0, -9999.0, -9999.0, -9999.0, -9999.0, -9999.0, -9999.0, -9999.0, -9999.0, -9999.0, -9999.0, -9999.0, -9999.0, -9999.0, -9999.0, -9999.0, -9999.0, -9999.0, -9999.0, -9999.0, -9999.0, -9999.0, -9999.0, -9999.0, -9999.0, -9999.0, -9999.0, -9999.0, -9999.0, -9999.0, -9999.0, -9999.0, -9999.0, -9999.0, -9999.0, -9999.0, -9999.0, -9999.0, -9999.0, -9999.0, -9999.0, -9999.0, -9999.0, -9999.0, -9999.0, -9999.0, -9999.0, -9999.0, -9999.0, -9999.0, -9999.0, -9999.0, -9999.0, -9999.0, -9999.0, -9999.0, -9999.0, -9999.0, -9999.0, -9999.0, -9999.0, -9999.0, -9999.0, -9999.0, -9999.0, -9999.0, -9999.0, -9999.0, -9999.0, -9999.0, -9999.0, -9999.0, -9999.0, -9999.0, -9999.0, -9999.0, -9999.0, -9999.0, -9999.0, -9999.0, -9999.0, -9999.0, -9999.0, -9999.0, -9999.0, -9999.0, -9999.0, -9999.0, -9999.0, -9999.0, -9999.0, -9999.0, -9999.0, -9999.0, -9999.0, -9999.0, -9999.0, -9999.0, -9999.0, -9999.0, -9999.0, -9999.0, -9999.0, -9999.0, -9999.0, -9999.0, -9999.0, -9999.0, -9999.0, -9999.0, -9999.0, -9999.0, -9999.0, -9999.0, -9999.0, -9999.0, -9999.0, -9999.0, -9999.0, -9999.0, -9999.0, -9999.0, -9999.0, -9999.0, -9999.0, -9999.0, -9999.0, -9999.0, -9999.0, -9999.0, -9999.0, -9999.0, -9999.0, -9999.0, -9999.0, -9999.0, -9999.0, -9999.0, -9999.0, -9999.0, -9999.0, -9999.0, -9999.0, -9999.0, -9999.0, -9999.0, -9999.0, -9999.0, -9999.0, -9999.0, -9999.0, -9999.0, -9999.0, -9999.0, -9999.0, -9999.0, -9999.0, -9999.0, -9999.0, -9999.0, -9999.0, -9999.0, -9999.0, -9999.0, -9999.0, -9999.0, -9999.0, -9999.0, -9999.0, -9999.0, -9999.0, -9999.0, -9999.0, -9999.0, -9999.0, -9999.0, -9999.0, -9999.0, -9999.0, -9999.0, -9999.0, -9999.0, -9999.0, -9999.0, -9999.0, -9999.0, -9999.0, -9999.0, -9999.0, -9999.0, -9999.0, -9999.0, -9999.0, -9999.0, -9999.0, -9999.0, -9999.0, -9999.0, -9999.0, -9999.0, -9999.0, -9999.0, -9999.0, -9999.0, -9999.0, -9999.0, -9999.0, -9999.0, -9999.0, -9999.0, -9999.0, -9999.0, -9999.0, -9999.0, -9999.0, -9999.0, -9999.0, -9999.0, -9999.0, -9999.0, -9999.0, -9999.0, -9999.0, -9999.0, -9999.0, -9999.0, -9999.0, -9999.0, -9999.0, -9999.0, -9999.0, -9999.0, -9999.0, -9999.0, -9999.0, -9999.0, -9999.0, -9999.0, -9999.0, -9999.0, -9999.0, -9999.0, -9999.0, -9999.0, -9999.0, -9999.0, -9999.0, -9999.0, -9999.0, -9999.0, -9999.0, -9999.0, -9999.0, -9999.0, -9999.0, -9999.0, -9999.0, -9999.0, -9999.0, -9999.0, -9999.0, -9999.0, -9999.0, -9999.0, -9999.0, -9999.0, -9999.0, -9999.0, -9999.0, -9999.0, -9999.0, -9999.0, -9999.0, -9999.0]
floatingse.platform_elem_E | output | Pa | [200000000000.0, 200000000000.0, 200000000000.0, 200000000000.0, 200000000000.0, 200000000000.0, 200000000000.0, 200000000000.0, 200000000000.0, 200000000000.0, 200000000000.0, 200000000000.0, 200000000000.0, 200000000000.0, 200000000000.0, 200000000000.0, 200000000000.0, 200000000000.0, 200000000000.0, 200000000000.0, 200000000000.0, 20000000000000.0, 20000000000000.0, 200000000000.0, 200000000000.0, 200000000000.0, 20000000000000.0, 20000000000000.0, 200000000000.0, 200000000000.0, 200000000000.0, 20000000000000.0, 20000000000000.0, -9999.0, -9999.0, -9999.0, -9999.0, -9999.0, -9999.0, -9999.0, -9999.0, -9999.0, -9999.0, -9999.0, -9999.0, -9999.0, -9999.0, -9999.0, -9999.0, -9999.0, -9999.0, -9999.0, -9999.0, -9999.0, -9999.0, -9999.0, -9999.0, -9999.0, -9999.0, -9999.0, -9999.0, -9999.0, -9999.0, -9999.0, -9999.0, -9999.0, -9999.0, -9999.0, -9999.0, -9999.0, -9999.0, -9999.0, -9999.0, -9999.0, -9999.0, -9999.0, -9999.0, -9999.0, -9999.0, -9999.0, -9999.0, -9999.0, -9999.0, -9999.0, -9999.0, -9999.0, -9999.0, -9999.0, -9999.0, -9999.0, -9999.0, -9999.0, -9999.0, -9999.0, -9999.0, -9999.0, -9999.0, -9999.0, -9999.0, -9999.0, -9999.0, -9999.0, -9999.0, -9999.0, -9999.0, -9999.0, -9999.0, -9999.0, -9999.0, -9999.0, -9999.0, -9999.0, -9999.0, -9999.0, -9999.0, -9999.0, -9999.0, -9999.0, -9999.0, -9999.0, -9999.0, -9999.0, -9999.0, -9999.0, -9999.0, -9999.0, -9999.0, -9999.0, -9999.0, -9999.0, -9999.0, -9999.0, -9999.0, -9999.0, -9999.0, -9999.0, -9999.0, -9999.0, -9999.0, -9999.0, -9999.0, -9999.0, -9999.0, -9999.0, -9999.0, -9999.0, -9999.0, -9999.0, -9999.0, -9999.0, -9999.0, -9999.0, -9999.0, -9999.0, -9999.0, -9999.0, -9999.0, -9999.0, -9999.0, -9999.0, -9999.0, -9999.0, -9999.0, -9999.0, -9999.0, -9999.0, -9999.0, -9999.0, -9999.0, -9999.0, -9999.0, -9999.0, -9999.0, -9999.0, -9999.0, -9999.0, -9999.0, -9999.0, -9999.0, -9999.0, -9999.0, -9999.0, -9999.0, -9999.0, -9999.0, -9999.0, -9999.0, -9999.0, -9999.0, -9999.0, -9999.0, -9999.0, -9999.0, -9999.0, -9999.0, -9999.0, -9999.0, -9999.0, -9999.0, -9999.0, -9999.0, -9999.0, -9999.0, -9999.0, -9999.0, -9999.0, -9999.0, -9999.0, -9999.0, -9999.0, -9999.0, -9999.0, -9999.0, -9999.0, -9999.0, -9999.0, -9999.0, -9999.0, -9999.0, -9999.0, -9999.0, -9999.0, -9999.0, -9999.0, -9999.0, -9999.0, -9999.0, -9999.0, -9999.0, -9999.0, -9999.0, -9999.0, -9999.0, -9999.0, -9999.0, -9999.0, -9999.0, -9999.0, -9999.0, -9999.0, -9999.0, -9999.0, -9999.0, -9999.0, -9999.0, -9999.0, -9999.0, -9999.0, -9999.0, -9999.0, -9999.0, -9999.0, -9999.0, -9999.0, -9999.0, -9999.0, -9999.0, -9999.0, -9999.0, -9999.0, -9999.0, -9999.0, -9999.0, -9999.0, -9999.0, -9999.0, -9999.0, -9999.0, -9999.0, -9999.0, -9999.0, -9999.0, -9999.0, -9999.0, -9999.0, -9999.0, -9999.0, -9999.0, -9999.0, -9999.0, -9999.0, -9999.0, -9999.0, -9999.0, -9999.0, -9999.0, -9999.0, -9999.0, -9999.0, -9999.0, -9999.0, -9999.0, -9999.0, -9999.0, -9999.0, -9999.0, -9999.0, -9999.0, -9999.0, -9999.0, -9999.0, -9999.0, -9999.0, -9999.0, -9999.0, -9999.0, -9999.0, -9999.0, -9999.0, -9999.0, -9999.0, -9999.0, -9999.0, -9999.0, -9999.0, -9999.0, -9999.0, -9999.0, -9999.0, -9999.0, -9999.0, -9999.0, -9999.0, -9999.0, -9999.0, -9999.0, -9999.0, -9999.0, -9999.0, -9999.0, -9999.0, -9999.0, -9999.0, -9999.0, -9999.0, -9999.0, -9999.0, -9999.0, -9999.0, -9999.0, -9999.0, -9999.0, -9999.0, -9999.0, -9999.0, -9999.0, -9999.0, -9999.0, -9999.0, -9999.0, -9999.0, -9999.0, -9999.0, -9999.0, -9999.0, -9999.0, -9999.0, -9999.0, -9999.0, -9999.0, -9999.0, -9999.0, -9999.0, -9999.0, -9999.0, -9999.0, -9999.0, -9999.0, -9999.0, -9999.0, -9999.0, -9999.0, -9999.0, -9999.0, -9999.0, -9999.0, -9999.0, -9999.0, -9999.0, -9999.0, -9999.0, -9999.0, -9999.0, -9999.0, -9999.0, -9999.0, -9999.0, -9999.0, -9999.0, -9999.0, -9999.0, -9999.0, -9999.0, -9999.0, -9999.0, -9999.0, -9999.0, -9999.0, -9999.0, -9999.0, -9999.0, -9999.0, -9999.0, -9999.0, -9999.0, -9999.0, -9999.0, -9999.0, -9999.0, -9999.0, -9999.0, -9999.0, -9999.0, -9999.0, -9999.0, -9999.0, -9999.0, -9999.0, -9999.0, -9999.0, -9999.0, -9999.0, -9999.0, -9999.0, -9999.0, -9999.0, -9999.0, -9999.0, -9999.0, -9999.0, -9999.0, -9999.0, -9999.0, -9999.0, -9999.0, -9999.0, -9999.0, -9999.0, -9999.0, -9999.0, -9999.0, -9999.0, -9999.0, -9999.0, -9999.0, -9999.0, -9999.0, -9999.0, -9999.0, -9999.0, -9999.0, -9999.0, -9999.0, -9999.0, -9999.0, -9999.0, -9999.0, -9999.0, -9999.0, -9999.0, -9999.0, -9999.0, -9999.0, -9999.0, -9999.0, -9999.0, -9999.0, -9999.0, -9999.0, -9999.0, -9999.0, -9999.0, -9999.0, -9999.0, -9999.0, -9999.0, -9999.0, -9999.0, -9999.0, -9999.0, -9999.0, -9999.0, -9999.0, -9999.0, -9999.0, -9999.0, -9999.0, -9999.0, -9999.0, -9999.0, -9999.0, -9999.0, -9999.0, -9999.0, -9999.0, -9999.0, -9999.0, -9999.0, -9999.0, -9999.0]
floatingse.platform_elem_G | output | Pa | [79300000000.0, 79300000000.0, 79300000000.0, 79300000000.0, 79300000000.0, 79300000000.0, 79300000000.0, 79300000000.0, 79300000000.0, 79300000000.0, 79300000000.0, 79300000000.0, 79300000000.0, 79300000000.0, 79300000000.0, 79300000000.0, 79300000000.0, 79300000000.0, 79300000000.0, 79300000000.0, 79300000000.0, 7930000000000.0, 7930000000000.0, 79300000000.0, 79300000000.0, 79300000000.0, 7930000000000.0, 7930000000000.0, 79300000000.0, 79300000000.0, 79300000000.0, 7930000000000.0, 7930000000000.0, -9999.0, -9999.0, -9999.0, -9999.0, -9999.0, -9999.0, -9999.0, -9999.0, -9999.0, -9999.0, -9999.0, -9999.0, -9999.0, -9999.0, -9999.0, -9999.0, -9999.0, -9999.0, -9999.0, -9999.0, -9999.0, -9999.0, -9999.0, -9999.0, -9999.0, -9999.0, -9999.0, -9999.0, -9999.0, -9999.0, -9999.0, -9999.0, -9999.0, -9999.0, -9999.0, -9999.0, -9999.0, -9999.0, -9999.0, -9999.0, -9999.0, -9999.0, -9999.0, -9999.0, -9999.0, -9999.0, -9999.0, -9999.0, -9999.0, -9999.0, -9999.0, -9999.0, -9999.0, -9999.0, -9999.0, -9999.0, -9999.0, -9999.0, -9999.0, -9999.0, -9999.0, -9999.0, -9999.0, -9999.0, -9999.0, -9999.0, -9999.0, -9999.0, -9999.0, -9999.0, -9999.0, -9999.0, -9999.0, -9999.0, -9999.0, -9999.0, -9999.0, -9999.0, -9999.0, -9999.0, -9999.0, -9999.0, -9999.0, -9999.0, -9999.0, -9999.0, -9999.0, -9999.0, -9999.0, -9999.0, -9999.0, -9999.0, -9999.0, -9999.0, -9999.0, -9999.0, -9999.0, -9999.0, -9999.0, -9999.0, -9999.0, -9999.0, -9999.0, -9999.0, -9999.0, -9999.0, -9999.0, -9999.0, -9999.0, -9999.0, -9999.0, -9999.0, -9999.0, -9999.0, -9999.0, -9999.0, -9999.0, -9999.0, -9999.0, -9999.0, -9999.0, -9999.0, -9999.0, -9999.0, -9999.0, -9999.0, -9999.0, -9999.0, -9999.0, -9999.0, -9999.0, -9999.0, -9999.0, -9999.0, -9999.0, -9999.0, -9999.0, -9999.0, -9999.0, -9999.0, -9999.0, -9999.0, -9999.0, -9999.0, -9999.0, -9999.0, -9999.0, -9999.0, -9999.0, -9999.0, -9999.0, -9999.0, -9999.0, -9999.0, -9999.0, -9999.0, -9999.0, -9999.0, -9999.0, -9999.0, -9999.0, -9999.0, -9999.0, -9999.0, -9999.0, -9999.0, -9999.0, -9999.0, -9999.0, -9999.0, -9999.0, -9999.0, -9999.0, -9999.0, -9999.0, -9999.0, -9999.0, -9999.0, -9999.0, -9999.0, -9999.0, -9999.0, -9999.0, -9999.0, -9999.0, -9999.0, -9999.0, -9999.0, -9999.0, -9999.0, -9999.0, -9999.0, -9999.0, -9999.0, -9999.0, -9999.0, -9999.0, -9999.0, -9999.0, -9999.0, -9999.0, -9999.0, -9999.0, -9999.0, -9999.0, -9999.0, -9999.0, -9999.0, -9999.0, -9999.0, -9999.0, -9999.0, -9999.0, -9999.0, -9999.0, -9999.0, -9999.0, -9999.0, -9999.0, -9999.0, -9999.0, -9999.0, -9999.0, -9999.0, -9999.0, -9999.0, -9999.0, -9999.0, -9999.0, -9999.0, -9999.0, -9999.0, -9999.0, -9999.0, -9999.0, -9999.0, -9999.0, -9999.0, -9999.0, -9999.0, -9999.0, -9999.0, -9999.0, -9999.0, -9999.0, -9999.0, -9999.0, -9999.0, -9999.0, -9999.0, -9999.0, -9999.0, -9999.0, -9999.0, -9999.0, -9999.0, -9999.0, -9999.0, -9999.0, -9999.0, -9999.0, -9999.0, -9999.0, -9999.0, -9999.0, -9999.0, -9999.0, -9999.0, -9999.0, -9999.0, -9999.0, -9999.0, -9999.0, -9999.0, -9999.0, -9999.0, -9999.0, -9999.0, -9999.0, -9999.0, -9999.0, -9999.0, -9999.0, -9999.0, -9999.0, -9999.0, -9999.0, -9999.0, -9999.0, -9999.0, -9999.0, -9999.0, -9999.0, -9999.0, -9999.0, -9999.0, -9999.0, -9999.0, -9999.0, -9999.0, -9999.0, -9999.0, -9999.0, -9999.0, -9999.0, -9999.0, -9999.0, -9999.0, -9999.0, -9999.0, -9999.0, -9999.0, -9999.0, -9999.0, -9999.0, -9999.0, -9999.0, -9999.0, -9999.0, -9999.0, -9999.0, -9999.0, -9999.0, -9999.0, -9999.0, -9999.0, -9999.0, -9999.0, -9999.0, -9999.0, -9999.0, -9999.0, -9999.0, -9999.0, -9999.0, -9999.0, -9999.0, -9999.0, -9999.0, -9999.0, -9999.0, -9999.0, -9999.0, -9999.0, -9999.0, -9999.0, -9999.0, -9999.0, -9999.0, -9999.0, -9999.0, -9999.0, -9999.0, -9999.0, -9999.0, -9999.0, -9999.0, -9999.0, -9999.0, -9999.0, -9999.0, -9999.0, -9999.0, -9999.0, -9999.0, -9999.0, -9999.0, -9999.0, -9999.0, -9999.0, -9999.0, -9999.0, -9999.0, -9999.0, -9999.0, -9999.0, -9999.0, -9999.0, -9999.0, -9999.0, -9999.0, -9999.0, -9999.0, -9999.0, -9999.0, -9999.0, -9999.0, -9999.0, -9999.0, -9999.0, -9999.0, -9999.0, -9999.0, -9999.0, -9999.0, -9999.0, -9999.0, -9999.0, -9999.0, -9999.0, -9999.0, -9999.0, -9999.0, -9999.0, -9999.0, -9999.0, -9999.0, -9999.0, -9999.0, -9999.0, -9999.0, -9999.0, -9999.0, -9999.0, -9999.0, -9999.0, -9999.0, -9999.0, -9999.0, -9999.0, -9999.0, -9999.0, -9999.0, -9999.0, -9999.0, -9999.0, -9999.0, -9999.0, -9999.0, -9999.0, -9999.0, -9999.0, -9999.0, -9999.0, -9999.0, -9999.0, -9999.0, -9999.0, -9999.0, -9999.0, -9999.0, -9999.0, -9999.0, -9999.0, -9999.0, -9999.0, -9999.0, -9999.0, -9999.0, -9999.0, -9999.0, -9999.0, -9999.0, -9999.0, -9999.0, -9999.0, -9999.0, -9999.0, -9999.0, -9999.0, -9999.0, -9999.0, -9999.0, -9999.0, -9999.0, -9999.0, -9999.0]
floatingse.platform_elem_TorsC | output | m**3 | [0.0, 10.823351055342227, 0.0, 10.823351055342227, 10.823351055342227, 10.823351055342227, 10.823351055342227, 10.823351055342227, 0.0, 10.823351055342227, 10.823351055342227, 0.0, 0.0, 9.198471066951328, 6.345022314606005, 5.116453396993089, 5.116453396993089, 0.0, 0.0, 0.11592476891746335, 0.0, 0.11592476891746335, 0.11592476891746335, 0.0, 0.11592476891746335, 0.0, 0.11592476891746335, 0.11592476891746335, 0.0, 0.11592476891746335, 0.0, 0.11592476891746335, 0.11592476891746335, -9999.0, -9999.0, -9999.0, -9999.0, -9999.0, -9999.0, -9999.0, -9999.0, -9999.0, -9999.0, -9999.0, -9999.0, -9999.0, -9999.0, -9999.0, -9999.0, -9999.0, -9999.0, -9999.0, -9999.0, -9999.0, -9999.0, -9999.0, -9999.0, -9999.0, -9999.0, -9999.0, -9999.0, -9999.0, -9999.0, -9999.0, -9999.0, -9999.0, -9999.0, -9999.0, -9999.0, -9999.0, -9999.0, -9999.0, -9999.0, -9999.0, -9999.0, -9999.0, -9999.0, -9999.0, -9999.0, -9999.0, -9999.0, -9999.0, -9999.0, -9999.0, -9999.0, -9999.0, -9999.0, -9999.0, -9999.0, -9999.0, -9999.0, -9999.0, -9999.0, -9999.0, -9999.0, -9999.0, -9999.0, -9999.0, -9999.0, -9999.0, -9999.0, -9999.0, -9999.0, -9999.0, -9999.0, -9999.0, -9999.0, -9999.0, -9999.0, -9999.0, -9999.0, -9999.0, -9999.0, -9999.0, -9999.0, -9999.0, -9999.0, -9999.0, -9999.0, -9999.0, -9999.0, -9999.0, -9999.0, -9999.0, -9999.0, -9999.0, -9999.0, -9999.0, -9999.0, -9999.0, -9999.0, -9999.0, -9999.0, -9999.0, -9999.0, -9999.0, -9999.0, -9999.0, -9999.0, -9999.0, -9999.0, -9999.0, -9999.0, -9999.0, -9999.0, -9999.0, -9999.0, -9999.0, -9999.0, -9999.0, -9999.0, -9999.0, -9999.0, -9999.0, -9999.0, -9999.0, -9999.0, -9999.0, -9999.0, -9999.0, -9999.0, -9999.0, -9999.0, -9999.0, -9999.0, -9999.0, -9999.0, -9999.0, -9999.0, -9999.0, -9999.0, -9999.0, -9999.0, -9999.0, -9999.0, -9999.0, -9999.0, -9999.0, -9999.0, -9999.0, -9999.0, -9999.0, -9999.0, -9999.0, -9999.0, -9999.0, -9999.0, -9999.0, -9999.0, -9999.0, -9999.0, -9999.0, -9999.0, -9999.0, -9999.0, -9999.0, -9999.0, -9999.0, -9999.0, -9999.0, -9999.0, -9999.0, -9999.0, -9999.0, -9999.0, -9999.0, -9999.0, -9999.0, -9999.0, -9999.0, -9999.0, -9999.0, -9999.0, -9999.0, -9999.0, -9999.0, -9999.0, -9999.0, -9999.0, -9999.0, -9999.0, -9999.0, -9999.0, -9999.0, -9999.0, -9999.0, -9999.0, -9999.0, -9999.0, -9999.0, -9999.0, -9999.0, -9999.0, -9999.0, -9999.0, -9999.0, -9999.0, -9999.0, -9999.0, -9999.0, -9999.0, -9999.0, -9999.0, -9999.0, -9999.0, -9999.0, -9999.0, -9999.0, -9999.0, -9999.0, -9999.0, -9999.0, -9999.0, -9999.0, -9999.0, -9999.0, -9999.0, -9999.0, -9999.0, -9999.0, -9999.0, -9999.0, -9999.0, -9999.0, -9999.0, -9999.0, -9999.0, -9999.0, -9999.0, -9999.0, -9999.0, -9999.0, -9999.0, -9999.0, -9999.0, -9999.0, -9999.0, -9999.0, -9999.0, -9999.0, -9999.0, -9999.0, -9999.0, -9999.0, -9999.0, -9999.0, -9999.0, -9999.0, -9999.0, -9999.0, -9999.0, -9999.0, -9999.0, -9999.0, -9999.0, -9999.0, -9999.0, -9999.0, -9999.0, -9999.0, -9999.0, -9999.0, -9999.0, -9999.0, -9999.0, -9999.0, -9999.0, -9999.0, -9999.0, -9999.0, -9999.0, -9999.0, -9999.0, -9999.0, -9999.0, -9999.0, -9999.0, -9999.0, -9999.0, -9999.0, -9999.0, -9999.0, -9999.0, -9999.0, -9999.0, -9999.0, -9999.0, -9999.0, -9999.0, -9999.0, -9999.0, -9999.0, -9999.0, -9999.0, -9999.0, -9999.0, -9999.0, -9999.0, -9999.0, -9999.0, -9999.0, -9999.0, -9999.0, -9999.0, -9999.0, -9999.0, -9999.0, -9999.0, -9999.0, -9999.0, -9999.0, -9999.0, -9999.0, -9999.0, -9999.0, -9999.0, -9999.0, -9999.0, -9999.0, -9999.0, -9999.0, -9999.0, -9999.0, -9999.0, -9999.0, -9999.0, -9999.0, -9999.0, -9999.0, -9999.0, -9999.0, -9999.0, -9999.0, -9999.0, -9999.0, -9999.0, -9999.0, -9999.0, -9999.0, -9999.0, -9999.0, -9999.0, -9999.0, -9999.0, -9999.0, -9999.0, -9999.0, -9999.0, -9999.0, -9999.0, -9999.0, -9999.0, -9999.0, -9999.0, -9999.0, -9999.0, -9999.0, -9999.0, -9999.0, -9999.0, -9999.0, -9999.0, -9999.0, -9999.0, -9999.0, -9999.0, -9999.0, -9999.0, -9999.0, -9999.0, -9999.0, -9999.0, -9999.0, -9999.0, -9999.0, -9999.0, -9999.0, -9999.0, -9999.0, -9999.0, -9999.0, -9999.0, -9999.0, -9999.0, -9999.0, -9999.0, -9999.0, -9999.0, -9999.0, -9999.0, -9999.0, -9999.0, -9999.0, -9999.0, -9999.0, -9999.0, -9999.0, -9999.0, -9999.0, -9999.0, -9999.0, -9999.0, -9999.0, -9999.0, -9999.0, -9999.0, -9999.0, -9999.0, -9999.0, -9999.0, -9999.0, -9999.0, -9999.0, -9999.0, -9999.0, -9999.0, -9999.0, -9999.0, -9999.0, -9999.0, -9999.0, -9999.0, -9999.0, -9999.0, -9999.0, -9999.0, -9999.0, -9999.0, -9999.0, -9999.0, -9999.0, -9999.0, -9999.0, -9999.0, -9999.0, -9999.0, -9999.0, -9999.0, -9999.0, -9999.0, -9999.0, -9999.0, -9999.0, -9999.0, -9999.0, -9999.0, -9999.0, -9999.0, -9999.0, -9999.0, -9999.0, -9999.0, -9999.0, -9999.0, -9999.0, -9999.0, -9999.0, -9999.0, -9999.0, -9999.0]
floatingse.platform_elem_Px1 | output | N/m | [[0.0], [0.0], [0.0], [0.0], [0.0], [0.0], [0.0], [0.0], [0.0], [0.0], [0.0], [0.0], [0.0], [0.0], [0.0], [0.0], [0.0], [0.0], [-64.76441391157574], [-64.76442064625276], [-64.7645755438359], [-64.76458227851293], [-64.7652894195943], [32.382206913634896], [32.3822102809734], [32.38228772976487], [32.382291097103376], [32.3826446676436], [32.38220691363493], [32.38221028097344], [32.382287729764904], [32.38229109710341], [32.38264466764364], [-9999.0], [-9999.0], [-9999.0], [-9999.0], [-9999.0], [-9999.0], [-9999.0], [-9999.0], [-9999.0], [-9999.0], [-9999.0], [-9999.0], [-9999.0], [-9999.0], [-9999.0], [-9999.0], [-9999.0], [-9999.0], [-9999.0], [-9999.0], [-9999.0], [-9999.0], [-9999.0], [-9999.0], [-9999.0], [-9999.0], [-9999.0], [-9999.0], [-9999.0], [-9999.0], [-9999.0], [-9999.0], [-9999.0], [-9999.0], [-9999.0], [-9999.0], [-9999.0], [-9999.0], [-9999.0], [-9999.0], [-9999.0], [-9999.0], [-9999.0], [-9999.0], [-9999.0], [-9999.0], [-9999.0], [-9999.0], [-9999.0], [-9999.0], [-9999.0], [-9999.0], [-9999.0], [-9999.0], [-9999.0], [-9999.0], [-9999.0], [-9999.0], [-9999.0], [-9999.0], [-9999.0], [-9999.0], [-9999.0], [-9999.0], [-9999.0], [-9999.0], [-9999.0], [-9999.0], [-9999.0], [-9999.0], [-9999.0], [-9999.0], [-9999.0], [-9999.0], [-9999.0], [-9999.0], [-9999.0], [-9999.0], [-9999.0], [-9999.0], [-9999.0], [-9999.0], [-9999.0], [-9999.0], [-9999.0], [-9999.0], [-9999.0], [-9999.0], [-9999.0], [-9999.0], [-9999.0], [-9999.0], [-9999.0], [-9999.0], [-9999.0], [-9999.0], [-9999.0], [-9999.0], [-9999.0], [-9999.0], [-9999.0], [-9999.0], [-9999.0], [-9999.0], [-9999.0], [-9999.0], [-9999.0], [-9999.0], [-9999.0], [-9999.0], [-9999.0], [-9999.0], [-9999.0], [-9999.0], [-9999.0], [-9999.0], [-9999.0], [-9999.0], [-9999.0], [-9999.0], [-9999.0], [-9999.0], [-9999.0], [-9999.0], [-9999.0], [-9999.0], [-9999.0], [-9999.0], [-9999.0], [-9999.0], [-9999.0], [-9999.0], [-9999.0], [-9999.0], [-9999.0], [-9999.0], [-9999.0], [-9999.0], [-9999.0], [-9999.0], [-9999.0], [-9999.0], [-9999.0], [-9999.0], [-9999.0], [-9999.0], [-9999.0], [-9999.0], [-9999.0], [-9999.0], [-9999.0], [-9999.0], [-9999.0], [-9999.0], [-9999.0], [-9999.0], [-9999.0], [-9999.0], [-9999.0], [-9999.0], [-9999.0], [-9999.0], [-9999.0], [-9999.0], [-9999.0], [-9999.0], [-9999.0], [-9999.0], [-9999.0], [-9999.0], [-9999.0], [-9999.0], [-9999.0], [-9999.0], [-9999.0], [-9999.0], [-9999.0], [-9999.0], [-9999.0], [-9999.0], [-9999.0], [-9999.0], [-9999.0], [-9999.0], [-9999.0], [-9999.0], [-9999.0], [-9999.0], [-9999.0], [-9999.0], [-9999.0], [-9999.0], [-9999.0], [-9999.0], [-9999.0], [-9999.0], [-9999.0], [-9999.0], [-9999.0], [-9999.0], [-9999.0], [-9999.0], [-9999.0], [-9999.0], [-9999.0], [-9999.0], [-9999.0], [-9999.0], [-9999.0], [-9999.0], [-9999.0], [-9999.0], [-9999.0], [-9999.0], [-9999.0], [-9999.0], [-9999.0], [-9999.0], [-9999.0], [-9999.0], [-9999.0], [-9999.0], [-9999.0], [-9999.0], [-9999.0], [-9999.0], [-9999.0], [-9999.0], [-9999.0], [-9999.0], [-9999.0], [-9999.0], [-9999.0], [-9999.0], [-9999.0], [-9999.0], [-9999.0], [-9999.0], [-9999.0], [-9999.0], [-9999.0], [-9999.0], [-9999.0], [-9999.0], [-9999.0], [-9999.0], [-9999.0], [-9999.0], [-9999.0], [-9999.0], [-9999.0], [-9999.0], [-9999.0], [-9999.0], [-9999.0], [-9999.0], [-9999.0], [-9999.0], [-9999.0], [-9999.0], [-9999.0], [-9999.0], [-9999.0], [-9999.0], [-9999.0], [-9999.0], [-9999.0], [-9999.0], [-9999.0], [-9999.0], [-9999.0], [-9999.0], [-9999.0], [-9999.0], [-9999.0], [-9999.0], [-9999.0], [-9999.0], [-9999.0], [-9999.0], [-9999.0], [-9999.0], [-9999.0], [-9999.0], [-9999.0], [-9999.0], [-9999.0], [-9999.0], [-9999.0], [-9999.0], [-9999.0], [-9999.0], [-9999.0], [-9999.0], [-9999.0], [-9999.0], [-9999.0], [-9999.0], [-9999.0], [-9999.0], [-9999.0], [-9999.0], [-9999.0], [-9999.0], [-9999.0], [-9999.0], [-9999.0], [-9999.0], [-9999.0], [-9999.0], [-9999.0], [-9999.0], [-9999.0], [-9999.0], [-9999.0], [-9999.0], [-9999.0], [-9999.0], [-9999.0], [-9999.0], [-9999.0], [-9999.0], [-9999.0], [-9999.0], [-9999.0], [-9999.0], [-9999.0], [-9999.0], [-9999.0], [-9999.0], [-9999.0], [-9999.0], [-9999.0], [-9999.0], [-9999.0], [-9999.0], [-9999.0], [-9999.0], [-9999.0], [-9999.0], [-9999.0], [-9999.0], [-9999.0], [-9999.0], [-9999.0], [-9999.0], [-9999.0], [-9999.0], [-9999.0], [-9999.0], [-9999.0], [-9999.0], [-9999.0], [-9999.0], [-9999.0], [-9999.0], [-9999.0], [-9999.0], [-9999.0], [-9999.0], [-9999.0], [-9999.0], [-9999.0], [-9999.0], [-9999.0], [-9999.0], [-9999.0], [-9999.0], [-9999.0], [-9999.0], [-9999.0], [-9999.0], [-9999.0], [-9999.0], [-9999.0], [-9999.0], [-9999.0], [-9999.0], [-9999.0], [-9999.0], [-9999.0], [-9999.0], [-9999.0], [-9999.0], [-9999.0], [-9999.0], [-9999.0], [-9999.0], [-9999.0], [-9999.0], [-9999.0], [-9999.0], [-9999.0], [-9999.0], [-9999.0], [-9999.0], [-9999.0], [-9999.0], [-9999.0], [-9999.0], [-9999.0], [-9999.0], [-9999.0], [-9999.0], [-9999.0], [-9999.0], [-9999.0], [-9999.0], [-9999.0], [-9999.0], [-9999.0], [-9999.0], [-9999.0], [-9999.0], [-9999.0], [-9999.0], [-9999.0], [-9999.0], [-9999.0], [-9999.0], [-9999.0], [-9999.0], [-9999.0], [-9999.0], [-9999.0], [-9999.0], [-9999.0], [-9999.0], [-9999.0], [-9999.0], [-9999.0], [-9999.0], [-9999.0], [-9999.0], [-9999.0], [-9999.0], [-9999.0], [-9999.0], [-9999.0], [-9999.0], [-9999.0], [-9999.0], [-9999.0], [-9999.0], [-9999.0], [-9999.0], [-9999.0], [-9999.0], [-9999.0], [-9999.0], [-9999.0], [-9999.0], [-9999.0], [-9999.0], [-9999.0], [-9999.0], [-9999.0], [-9999.0], [-9999.0], [-9999.0], [-9999.0], [-9999.0], [-9999.0], [-9999.0], [-9999.0], [-9999.0], [-9999.0]]
floatingse.platform_elem_Px2 | output | N/m | [[0.0], [0.0], [0.0], [0.0], [0.0], [0.0], [0.0], [0.0], [0.0], [0.0], [0.0], [0.0], [0.0], [0.0], [0.0], [0.0], [0.0], [0.0], [-64.76442064625276], [-64.7645755438359], [-64.76458227851293], [-64.7652894195943], [-64.76616494042905], [32.3822102809734], [32.38228772976487], [32.382291097103376], [32.3826446676436], [32.383082428060405], [32.38221028097344], [32.382287729764904], [32.38229109710341], [32.38264466764364], [32.38308242806044], [-9999.0], [-9999.0], [-9999.0], [-9999.0], [-9999.0], [-9999.0], [-9999.0], [-9999.0], [-9999.0], [-9999.0], [-9999.0], [-9999.0], [-9999.0], [-9999.0], [-9999.0], [-9999.0], [-9999.0], [-9999.0], [-9999.0], [-9999.0], [-9999.0], [-9999.0], [-9999.0], [-9999.0], [-9999.0], [-9999.0], [-9999.0], [-9999.0], [-9999.0], [-9999.0], [-9999.0], [-9999.0], [-9999.0], [-9999.0], [-9999.0], [-9999.0], [-9999.0], [-9999.0], [-9999.0], [-9999.0], [-9999.0], [-9999.0], [-9999.0], [-9999.0], [-9999.0], [-9999.0], [-9999.0], [-9999.0], [-9999.0], [-9999.0], [-9999.0], [-9999.0], [-9999.0], [-9999.0], [-9999.0], [-9999.0], [-9999.0], [-9999.0], [-9999.0], [-9999.0], [-9999.0], [-9999.0], [-9999.0], [-9999.0], [-9999.0], [-9999.0], [-9999.0], [-9999.0], [-9999.0], [-9999.0], [-9999.0], [-9999.0], [-9999.0], [-9999.0], [-9999.0], [-9999.0], [-9999.0], [-9999.0], [-9999.0], [-9999.0], [-9999.0], [-9999.0], [-9999.0], [-9999.0], [-9999.0], [-9999.0], [-9999.0], [-9999.0], [-9999.0], [-9999.0], [-9999.0], [-9999.0], [-9999.0], [-9999.0], [-9999.0], [-9999.0], [-9999.0], [-9999.0], [-9999.0], [-9999.0], [-9999.0], [-9999.0], [-9999.0], [-9999.0], [-9999.0], [-9999.0], [-9999.0], [-9999.0], [-9999.0], [-9999.0], [-9999.0], [-9999.0], [-9999.0], [-9999.0], [-9999.0], [-9999.0], [-9999.0], [-9999.0], [-9999.0], [-9999.0], [-9999.0], [-9999.0], [-9999.0], [-9999.0], [-9999.0], [-9999.0], [-9999.0], [-9999.0], [-9999.0], [-9999.0], [-9999.0], [-9999.0], [-9999.0], [-9999.0], [-9999.0], [-9999.0], [-9999.0], [-9999.0], [-9999.0], [-9999.0], [-9999.0], [-9999.0], [-9999.0], [-9999.0], [-9999.0], [-9999.0], [-9999.0], [-9999.0], [-9999.0], [-9999.0], [-9999.0], [-9999.0], [-9999.0], [-9999.0], [-9999.0], [-9999.0], [-9999.0], [-9999.0], [-9999.0], [-9999.0], [-9999.0], [-9999.0], [-9999.0], [-9999.0], [-9999.0], [-9999.0], [-9999.0], [-9999.0], [-9999.0], [-9999.0], [-9999.0], [-9999.0], [-9999.0], [-9999.0], [-9999.0], [-9999.0], [-9999.0], [-9999.0], [-9999.0], [-9999.0], [-9999.0], [-9999.0], [-9999.0], [-9999.0], [-9999.0], [-9999.0], [-9999.0], [-9999.0], [-9999.0], [-9999.0], [-9999.0], [-9999.0], [-9999.0], [-9999.0], [-9999.0], [-9999.0], [-9999.0], [-9999.0], [-9999.0], [-9999.0], [-9999.0], [-9999.0], [-9999.0], [-9999.0], [-9999.0], [-9999.0], [-9999.0], [-9999.0], [-9999.0], [-9999.0], [-9999.0], [-9999.0], [-9999.0], [-9999.0], [-9999.0], [-9999.0], [-9999.0], [-9999.0], [-9999.0], [-9999.0], [-9999.0], [-9999.0], [-9999.0], [-9999.0], [-9999.0], [-9999.0], [-9999.0], [-9999.0], [-9999.0], [-9999.0], [-9999.0], [-9999.0], [-9999.0], [-9999.0], [-9999.0], [-9999.0], [-9999.0], [-9999.0], [-9999.0], [-9999.0], [-9999.0], [-9999.0], [-9999.0], [-9999.0], [-9999.0], [-9999.0], [-9999.0], [-9999.0], [-9999.0], [-9999.0], [-9999.0], [-9999.0], [-9999.0], [-9999.0], [-9999.0], [-9999.0], [-9999.0], [-9999.0], [-9999.0], [-9999.0], [-9999.0], [-9999.0], [-9999.0], [-9999.0], [-9999.0], [-9999.0], [-9999.0], [-9999.0], [-9999.0], [-9999.0], [-9999.0], [-9999.0], [-9999.0], [-9999.0], [-9999.0], [-9999.0], [-9999.0], [-9999.0], [-9999.0], [-9999.0], [-9999.0], [-9999.0], [-9999.0], [-9999.0], [-9999.0], [-9999.0], [-9999.0], [-9999.0], [-9999.0], [-9999.0], [-9999.0], [-9999.0], [-9999.0], [-9999.0], [-9999.0], [-9999.0], [-9999.0], [-9999.0], [-9999.0], [-9999.0], [-9999.0], [-9999.0], [-9999.0], [-9999.0], [-9999.0], [-9999.0], [-9999.0], [-9999.0], [-9999.0], [-9999.0], [-9999.0], [-9999.0], [-9999.0], [-9999.0], [-9999.0], [-9999.0], [-9999.0], [-9999.0], [-9999.0], [-9999.0], [-9999.0], [-9999.0], [-9999.0], [-9999.0], [-9999.0], [-9999.0], [-9999.0], [-9999.0], [-9999.0], [-9999.0], [-9999.0], [-9999.0], [-9999.0], [-9999.0], [-9999.0], [-9999.0], [-9999.0], [-9999.0], [-9999.0], [-9999.0], [-9999.0], [-9999.0], [-9999.0], [-9999.0], [-9999.0], [-9999.0], [-9999.0], [-9999.0], [-9999.0], [-9999.0], [-9999.0], [-9999.0], [-9999.0], [-9999.0], [-9999.0], [-9999.0], [-9999.0], [-9999.0], [-9999.0], [-9999.0], [-9999.0], [-9999.0], [-9999.0], [-9999.0], [-9999.0], [-9999.0], [-9999.0], [-9999.0], [-9999.0], [-9999.0], [-9999.0], [-9999.0], [-9999.0], [-9999.0], [-9999.0], [-9999.0], [-9999.0], [-9999.0], [-9999.0], [-9999.0], [-9999.0], [-9999.0], [-9999.0], [-9999.0], [-9999.0], [-9999.0], [-9999.0], [-9999.0], [-9999.0], [-9999.0], [-9999.0], [-9999.0], [-9999.0], [-9999.0], [-9999.0], [-9999.0], [-9999.0], [-9999.0], [-9999.0], [-9999.0], [-9999.0], [-9999.0], [-9999.0], [-9999.0], [-9999.0], [-9999.0], [-9999.0], [-9999.0], [-9999.0], [-9999.0], [-9999.0], [-9999.0], [-9999.0], [-9999.0], [-9999.0], [-9999.0], [-9999.0], [-9999.0], [-9999.0], [-9999.0], [-9999.0], [-9999.0], [-9999.0], [-9999.0], [-9999.0], [-9999.0], [-9999.0], [-9999.0], [-9999.0], [-9999.0], [-9999.0], [-9999.0], [-9999.0], [-9999.0], [-9999.0], [-9999.0], [-9999.0], [-9999.0], [-9999.0], [-9999.0], [-9999.0], [-9999.0], [-9999.0], [-9999.0], [-9999.0], [-9999.0], [-9999.0], [-9999.0], [-9999.0], [-9999.0], [-9999.0], [-9999.0], [-9999.0], [-9999.0], [-9999.0], [-9999.0], [-9999.0], [-9999.0], [-9999.0], [-9999.0], [-9999.0], [-9999.0], [-9999.0], [-9999.0], [-9999.0], [-9999.0], [-9999.0]]
floatingse.platform_elem_Py1 | output | N/m | [[0.0], [0.0], [0.0], [0.0], [0.0], [0.0], [0.0], [0.0], [0.0], [0.0], [0.0], [0.0], [0.0], [0.0], [0.0], [0.0], [0.0], [0.0], [0.0], [0.0], [0.0], [0.0], [0.0], [56.08762763562382], [56.087633468025196], [56.087767613267005], [56.08777344566838], [56.08838584780811], [-56.0876276356238], [-56.087633468025174], [-56.08776761326698], [-56.08777344566836], [-56.08838584780809], [-9999.0], [-9999.0], [-9999.0], [-9999.0], [-9999.0], [-9999.0], [-9999.0], [-9999.0], [-9999.0], [-9999.0], [-9999.0], [-9999.0], [-9999.0], [-9999.0], [-9999.0], [-9999.0], [-9999.0], [-9999.0], [-9999.0], [-9999.0], [-9999.0], [-9999.0], [-9999.0], [-9999.0], [-9999.0], [-9999.0], [-9999.0], [-9999.0], [-9999.0], [-9999.0], [-9999.0], [-9999.0], [-9999.0], [-9999.0], [-9999.0], [-9999.0], [-9999.0], [-9999.0], [-9999.0], [-9999.0], [-9999.0], [-9999.0], [-9999.0], [-9999.0], [-9999.0], [-9999.0], [-9999.0], [-9999.0], [-9999.0], [-9999.0], [-9999.0], [-9999.0], [-9999.0], [-9999.0], [-9999.0], [-9999.0], [-9999.0], [-9999.0], [-9999.0], [-9999.0], [-9999.0], [-9999.0], [-9999.0], [-9999.0], [-9999.0], [-9999.0], [-9999.0], [-9999.0], [-9999.0], [-9999.0], [-9999.0], [-9999.0], [-9999.0], [-9999.0], [-9999.0], [-9999.0], [-9999.0], [-9999.0], [-9999.0], [-9999.0], [-9999.0], [-9999.0], [-9999.0], [-9999.0], [-9999.0], [-9999.0], [-9999.0], [-9999.0], [-9999.0], [-9999.0], [-9999.0], [-9999.0], [-9999.0], [-9999.0], [-9999.0], [-9999.0], [-9999.0], [-9999.0], [-9999.0], [-9999.0], [-9999.0], [-9999.0], [-9999.0], [-9999.0], [-9999.0], [-9999.0], [-9999.0], [-9999.0], [-9999.0], [-9999.0], [-9999.0], [-9999.0], [-9999.0], [-9999.0], [-9999.0], [-9999.0], [-9999.0], [-9999.0], [-9999.0], [-9999.0], [-9999.0], [-9999.0], [-9999.0], [-9999.0], [-9999.0], [-9999.0], [-9999.0], [-9999.0], [-9999.0], [-9999.0], [-9999.0], [-9999.0], [-9999.0], [-9999.0], [-9999.0], [-9999.0], [-9999.0], [-9999.0], [-9999.0], [-9999.0], [-9999.0], [-9999.0], [-9999.0], [-9999.0], [-9999.0], [-9999.0], [-9999.0], [-9999.0], [-9999.0], [-9999.0], [-9999.0], [-9999.0], [-9999.0], [-9999.0], [-9999.0], [-9999.0], [-9999.0], [-9999.0], [-9999.0], [-9999.0], [-9999.0], [-9999.0], [-9999.0], [-9999.0], [-9999.0], [-9999.0], [-9999.0], [-9999.0], [-9999.0], [-9999.0], [-9999.0], [-9999.0], [-9999.0], [-9999.0], [-9999.0], [-9999.0], [-9999.0], [-9999.0], [-9999.0], [-9999.0], [-9999.0], [-9999.0], [-9999.0], [-9999.0], [-9999.0], [-9999.0], [-9999.0], [-9999.0], [-9999.0], [-9999.0], [-9999.0], [-9999.0], [-9999.0], [-9999.0], [-9999.0], [-9999.0], [-9999.0], [-9999.0], [-9999.0], [-9999.0], [-9999.0], [-9999.0], [-9999.0], [-9999.0], [-9999.0], [-9999.0], [-9999.0], [-9999.0], [-9999.0], [-9999.0], [-9999.0], [-9999.0], [-9999.0], [-9999.0], [-9999.0], [-9999.0], [-9999.0], [-9999.0], [-9999.0], [-9999.0], [-9999.0], [-9999.0], [-9999.0], [-9999.0], [-9999.0], [-9999.0], [-9999.0], [-9999.0], [-9999.0], [-9999.0], [-9999.0], [-9999.0], [-9999.0], [-9999.0], [-9999.0], [-9999.0], [-9999.0], [-9999.0], [-9999.0], [-9999.0], [-9999.0], [-9999.0], [-9999.0], [-9999.0], [-9999.0], [-9999.0], [-9999.0], [-9999.0], [-9999.0], [-9999.0], [-9999.0], [-9999.0], [-9999.0], [-9999.0], [-9999.0], [-9999.0], [-9999.0], [-9999.0], [-9999.0], [-9999.0], [-9999.0], [-9999.0], [-9999.0], [-9999.0], [-9999.0], [-9999.0], [-9999.0], [-9999.0], [-9999.0], [-9999.0], [-9999.0], [-9999.0], [-9999.0], [-9999.0], [-9999.0], [-9999.0], [-9999.0], [-9999.0], [-9999.0], [-9999.0], [-9999.0], [-9999.0], [-9999.0], [-9999.0], [-9999.0], [-9999.0], [-9999.0], [-9999.0], [-9999.0], [-9999.0], [-9999.0], [-9999.0], [-9999.0], [-9999.0], [-9999.0], [-9999.0], [-9999.0], [-9999.0], [-9999.0], [-9999.0], [-9999.0], [-9999.0], [-9999.0], [-9999.0], [-9999.0], [-9999.0], [-9999.0], [-9999.0], [-9999.0], [-9999.0], [-9999.0], [-9999.0], [-9999.0], [-9999.0], [-9999.0], [-9999.0], [-9999.0], [-9999.0], [-9999.0], [-9999.0], [-9999.0], [-9999.0], [-9999.0], [-9999.0], [-9999.0], [-9999.0], [-9999.0], [-9999.0], [-9999.0], [-9999.0], [-9999.0], [-9999.0], [-9999.0], [-9999.0], [-9999.0], [-9999.0], [-9999.0], [-9999.0], [-9999.0], [-9999.0], [-9999.0], [-9999.0], [-9999.0], [-9999.0], [-9999.0], [-9999.0], [-9999.0], [-9999.0], [-9999.0], [-9999.0], [-9999.0], [-9999.0], [-9999.0], [-9999.0], [-9999.0], [-9999.0], [-9999.0], [-9999.0], [-9999.0], [-9999.0], [-9999.0], [-9999.0], [-9999.0], [-9999.0], [-9999.0], [-9999.0], [-9999.0], [-9999.0], [-9999.0], [-9999.0], [-9999.0], [-9999.0], [-9999.0], [-9999.0], [-9999.0], [-9999.0], [-9999.0], [-9999.0], [-9999.0], [-9999.0], [-9999.0], [-9999.0], [-9999.0], [-9999.0], [-9999.0], [-9999.0], [-9999.0], [-9999.0], [-9999.0], [-9999.0], [-9999.0], [-9999.0], [-9999.0], [-9999.0], [-9999.0], [-9999.0], [-9999.0], [-9999.0], [-9999.0], [-9999.0], [-9999.0], [-9999.0], [-9999.0], [-9999.0], [-9999.0], [-9999.0], [-9999.0], [-9999.0], [-9999.0], [-9999.0], [-9999.0], [-9999.0], [-9999.0], [-9999.0], [-9999.0], [-9999.0], [-9999.0], [-9999.0], [-9999.0], [-9999.0], [-9999.0], [-9999.0], [-9999.0], [-9999.0], [-9999.0], [-9999.0], [-9999.0], [-9999.0], [-9999.0], [-9999.0], [-9999.0], [-9999.0], [-9999.0], [-9999.0], [-9999.0], [-9999.0], [-9999.0], [-9999.0], [-9999.0], [-9999.0], [-9999.0], [-9999.0], [-9999.0], [-9999.0], [-9999.0], [-9999.0], [-9999.0], [-9999.0], [-9999.0], [-9999.0], [-9999.0], [-9999.0], [-9999.0], [-9999.0], [-9999.0], [-9999.0], [-9999.0], [-9999.0], [-9999.0], [-9999.0], [-9999.0], [-9999.0], [-9999.0], [-9999.0], [-9999.0], [-9999.0], [-9999.0]]
floatingse.platform_elem_Py2 | output | N/m | [[0.0], [0.0], [0.0], [0.0], [0.0], [0.0], [0.0], [0.0], [0.0], [0.0], [0.0], [0.0], [0.0], [0.0], [0.0], [0.0], [0.0], [0.0], [0.0], [0.0], [0.0], [0.0], [0.0], [56.087633468025196], [56.087767613267005], [56.08777344566838], [56.08838584780811], [56.08914407109157], [-56.087633468025174], [-56.08776761326698], [-56.08777344566836], [-56.08838584780809], [-56.089144071091546], [-9999.0], [-9999.0], [-9999.0], [-9999.0], [-9999.0], [-9999.0], [-9999.0], [-9999.0], [-9999.0], [-9999.0], [-9999.0], [-9999.0], [-9999.0], [-9999.0], [-9999.0], [-9999.0], [-9999.0], [-9999.0], [-9999.0], [-9999.0], [-9999.0], [-9999.0], [-9999.0], [-9999.0], [-9999.0], [-9999.0], [-9999.0], [-9999.0], [-9999.0], [-9999.0], [-9999.0], [-9999.0], [-9999.0], [-9999.0], [-9999.0], [-9999.0], [-9999.0], [-9999.0], [-9999.0], [-9999.0], [-9999.0], [-9999.0], [-9999.0], [-9999.0], [-9999.0], [-9999.0], [-9999.0], [-9999.0], [-9999.0], [-9999.0], [-9999.0], [-9999.0], [-9999.0], [-9999.0], [-9999.0], [-9999.0], [-9999.0], [-9999.0], [-9999.0], [-9999.0], [-9999.0], [-9999.0], [-9999.0], [-9999.0], [-9999.0], [-9999.0], [-9999.0], [-9999.0], [-9999.0], [-9999.0], [-9999.0], [-9999.0], [-9999.0], [-9999.0], [-9999.0], [-9999.0], [-9999.0], [-9999.0], [-9999.0], [-9999.0], [-9999.0], [-9999.0], [-9999.0], [-9999.0], [-9999.0], [-9999.0], [-9999.0], [-9999.0], [-9999.0], [-9999.0], [-9999.0], [-9999.0], [-9999.0], [-9999.0], [-9999.0], [-9999.0], [-9999.0], [-9999.0], [-9999.0], [-9999.0], [-9999.0], [-9999.0], [-9999.0], [-9999.0], [-9999.0], [-9999.0], [-9999.0], [-9999.0], [-9999.0], [-9999.0], [-9999.0], [-9999.0], [-9999.0], [-9999.0], [-9999.0], [-9999.0], [-9999.0], [-9999.0], [-9999.0], [-9999.0], [-9999.0], [-9999.0], [-9999.0], [-9999.0], [-9999.0], [-9999.0], [-9999.0], [-9999.0], [-9999.0], [-9999.0], [-9999.0], [-9999.0], [-9999.0], [-9999.0], [-9999.0], [-9999.0], [-9999.0], [-9999.0], [-9999.0], [-9999.0], [-9999.0], [-9999.0], [-9999.0], [-9999.0], [-9999.0], [-9999.0], [-9999.0], [-9999.0], [-9999.0], [-9999.0], [-9999.0], [-9999.0], [-9999.0], [-9999.0], [-9999.0], [-9999.0], [-9999.0], [-9999.0], [-9999.0], [-9999.0], [-9999.0], [-9999.0], [-9999.0], [-9999.0], [-9999.0], [-9999.0], [-9999.0], [-9999.0], [-9999.0], [-9999.0], [-9999.0], [-9999.0], [-9999.0], [-9999.0], [-9999.0], [-9999.0], [-9999.0], [-9999.0], [-9999.0], [-9999.0], [-9999.0], [-9999.0], [-9999.0], [-9999.0], [-9999.0], [-9999.0], [-9999.0], [-9999.0], [-9999.0], [-9999.0], [-9999.0], [-9999.0], [-9999.0], [-9999.0], [-9999.0], [-9999.0], [-9999.0], [-9999.0], [-9999.0], [-9999.0], [-9999.0], [-9999.0], [-9999.0], [-9999.0], [-9999.0], [-9999.0], [-9999.0], [-9999.0], [-9999.0], [-9999.0], [-9999.0], [-9999.0], [-9999.0], [-9999.0], [-9999.0], [-9999.0], [-9999.0], [-9999.0], [-9999.0], [-9999.0], [-9999.0], [-9999.0], [-9999.0], [-9999.0], [-9999.0], [-9999.0], [-9999.0], [-9999.0], [-9999.0], [-9999.0], [-9999.0], [-9999.0], [-9999.0], [-9999.0], [-9999.0], [-9999.0], [-9999.0], [-9999.0], [-9999.0], [-9999.0], [-9999.0], [-9999.0], [-9999.0], [-9999.0], [-9999.0], [-9999.0], [-9999.0], [-9999.0], [-9999.0], [-9999.0], [-9999.0], [-9999.0], [-9999.0], [-9999.0], [-9999.0], [-9999.0], [-9999.0], [-9999.0], [-9999.0], [-9999.0], [-9999.0], [-9999.0], [-9999.0], [-9999.0], [-9999.0], [-9999.0], [-9999.0], [-9999.0], [-9999.0], [-9999.0], [-9999.0], [-9999.0], [-9999.0], [-9999.0], [-9999.0], [-9999.0], [-9999.0], [-9999.0], [-9999.0], [-9999.0], [-9999.0], [-9999.0], [-9999.0], [-9999.0], [-9999.0], [-9999.0], [-9999.0], [-9999.0], [-9999.0], [-9999.0], [-9999.0], [-9999.0], [-9999.0], [-9999.0], [-9999.0], [-9999.0], [-9999.0], [-9999.0], [-9999.0], [-9999.0], [-9999.0], [-9999.0], [-9999.0], [-9999.0], [-9999.0], [-9999.0], [-9999.0], [-9999.0], [-9999.0], [-9999.0], [-9999.0], [-9999.0], [-9999.0], [-9999.0], [-9999.0], [-9999.0], [-9999.0], [-9999.0], [-9999.0], [-9999.0], [-9999.0], [-9999.0], [-9999.0], [-9999.0], [-9999.0], [-9999.0], [-9999.0], [-9999.0], [-9999.0], [-9999.0], [-9999.0], [-9999.0], [-9999.0], [-9999.0], [-9999.0], [-9999.0], [-9999.0], [-9999.0], [-9999.0], [-9999.0], [-9999.0], [-9999.0], [-9999.0], [-9999.0], [-9999.0], [-9999.0], [-9999.0], [-9999.0], [-9999.0], [-9999.0], [-9999.0], [-9999.0], [-9999.0], [-9999.0], [-9999.0], [-9999.0], [-9999.0], [-9999.0], [-9999.0], [-9999.0], [-9999.0], [-9999.0], [-9999.0], [-9999.0], [-9999.0], [-9999.0], [-9999.0], [-9999.0], [-9999.0], [-9999.0], [-9999.0], [-9999.0], [-9999.0], [-9999.0], [-9999.0], [-9999.0], [-9999.0], [-9999.0], [-9999.0], [-9999.0], [-9999.0], [-9999.0], [-9999.0], [-9999.0], [-9999.0], [-9999.0], [-9999.0], [-9999.0], [-9999.0], [-9999.0], [-9999.0], [-9999.0], [-9999.0], [-9999.0], [-9999.0], [-9999.0], [-9999.0], [-9999.0], [-9999.0], [-9999.0], [-9999.0], [-9999.0], [-9999.0], [-9999.0], [-9999.0], [-9999.0], [-9999.0], [-9999.0], [-9999.0], [-9999.0], [-9999.0], [-9999.0], [-9999.0], [-9999.0], [-9999.0], [-9999.0], [-9999.0], [-9999.0], [-9999.0], [-9999.0], [-9999.0], [-9999.0], [-9999.0], [-9999.0], [-9999.0], [-9999.0], [-9999.0], [-9999.0], [-9999.0], [-9999.0], [-9999.0], [-9999.0], [-9999.0], [-9999.0], [-9999.0], [-9999.0], [-9999.0], [-9999.0], [-9999.0], [-9999.0], [-9999.0], [-9999.0], [-9999.0], [-9999.0], [-9999.0], [-9999.0], [-9999.0], [-9999.0], [-9999.0], [-9999.0], [-9999.0], [-9999.0], [-9999.0], [-9999.0], [-9999.0], [-9999.0], [-9999.0], [-9999.0], [-9999.0], [-9999.0], [-9999.0], [-9999.0], [-9999.0], [-9999.0], [-9999.0], [-9999.0], [-9999.0]]
floatingse.platform_elem_Pz1 | output | N/m | [[-673.0526993197468], [-677.7426413650791], [-1281.5726797016066], [-1283.9176507242728], [-1845.552280478946], [-5080.256582366703], [-5290.974949420276], [-5510.521889050107], [-11011.53613569528], [-11032.73464916983], [-17382.537375335898], [-57154.22753063959], [-57189.76716154651], [-57143.2542430355], [-49752.35149163771], [-41151.176156120826], [-668.5133753508219], [-869.834967887173], [-0.007472816980140673], [-0.007472817757218789], [-0.0074728356300168206], [-0.007472836407094938], [-0.007472918000296529], [-0.007472816980140673], [-0.007472817757218789], [-0.0074728356300168206], [-0.007472836407094938], [-0.007472918000296529], [-0.007472816980140673], [-0.007472817757218789], [-0.0074728356300168206], [-0.007472836407094938], [-0.007472918000296529], [-9999.0], [-9999.0], [-9999.0], [-9999.0], [-9999.0], [-9999.0], [-9999.0], [-9999.0], [-9999.0], [-9999.0], [-9999.0], [-9999.0], [-9999.0], [-9999.0], [-9999.0], [-9999.0], [-9999.0], [-9999.0], [-9999.0], [-9999.0], [-9999.0], [-9999.0], [-9999.0], [-9999.0], [-9999.0], [-9999.0], [-9999.0], [-9999.0], [-9999.0], [-9999.0], [-9999.0], [-9999.0], [-9999.0], [-9999.0], [-9999.0], [-9999.0], [-9999.0], [-9999.0], [-9999.0], [-9999.0], [-9999.0], [-9999.0], [-9999.0], [-9999.0], [-9999.0], [-9999.0], [-9999.0], [-9999.0], [-9999.0], [-9999.0], [-9999.0], [-9999.0], [-9999.0], [-9999.0], [-9999.0], [-9999.0], [-9999.0], [-9999.0], [-9999.0], [-9999.0], [-9999.0], [-9999.0], [-9999.0], [-9999.0], [-9999.0], [-9999.0], [-9999.0], [-9999.0], [-9999.0], [-9999.0], [-9999.0], [-9999.0], [-9999.0], [-9999.0], [-9999.0], [-9999.0], [-9999.0], [-9999.0], [-9999.0], [-9999.0], [-9999.0], [-9999.0], [-9999.0], [-9999.0], [-9999.0], [-9999.0], [-9999.0], [-9999.0], [-9999.0], [-9999.0], [-9999.0], [-9999.0], [-9999.0], [-9999.0], [-9999.0], [-9999.0], [-9999.0], [-9999.0], [-9999.0], [-9999.0], [-9999.0], [-9999.0], [-9999.0], [-9999.0], [-9999.0], [-9999.0], [-9999.0], [-9999.0], [-9999.0], [-9999.0], [-9999.0], [-9999.0], [-9999.0], [-9999.0], [-9999.0], [-9999.0], [-9999.0], [-9999.0], [-9999.0], [-9999.0], [-9999.0], [-9999.0], [-9999.0], [-9999.0], [-9999.0], [-9999.0], [-9999.0], [-9999.0], [-9999.0], [-9999.0], [-9999.0], [-9999.0], [-9999.0], [-9999.0], [-9999.0], [-9999.0], [-9999.0], [-9999.0], [-9999.0], [-9999.0], [-9999.0], [-9999.0], [-9999.0], [-9999.0], [-9999.0], [-9999.0], [-9999.0], [-9999.0], [-9999.0], [-9999.0], [-9999.0], [-9999.0], [-9999.0], [-9999.0], [-9999.0], [-9999.0], [-9999.0], [-9999.0], [-9999.0], [-9999.0], [-9999.0], [-9999.0], [-9999.0], [-9999.0], [-9999.0], [-9999.0], [-9999.0], [-9999.0], [-9999.0], [-9999.0], [-9999.0], [-9999.0], [-9999.0], [-9999.0], [-9999.0], [-9999.0], [-9999.0], [-9999.0], [-9999.0], [-9999.0], [-9999.0], [-9999.0], [-9999.0], [-9999.0], [-9999.0], [-9999.0], [-9999.0], [-9999.0], [-9999.0], [-9999.0], [-9999.0], [-9999.0], [-9999.0], [-9999.0], [-9999.0], [-9999.0], [-9999.0], [-9999.0], [-9999.0], [-9999.0], [-9999.0], [-9999.0], [-9999.0], [-9999.0], [-9999.0], [-9999.0], [-9999.0], [-9999.0], [-9999.0], [-9999.0], [-9999.0], [-9999.0], [-9999.0], [-9999.0], [-9999.0], [-9999.0], [-9999.0], [-9999.0], [-9999.0], [-9999.0], [-9999.0], [-9999.0], [-9999.0], [-9999.0], [-9999.0], [-9999.0], [-9999.0], [-9999.0], [-9999.0], [-9999.0], [-9999.0], [-9999.0], [-9999.0], [-9999.0], [-9999.0], [-9999.0], [-9999.0], [-9999.0], [-9999.0], [-9999.0], [-9999.0], [-9999.0], [-9999.0], [-9999.0], [-9999.0], [-9999.0], [-9999.0], [-9999.0], [-9999.0], [-9999.0], [-9999.0], [-9999.0], [-9999.0], [-9999.0], [-9999.0], [-9999.0], [-9999.0], [-9999.0], [-9999.0], [-9999.0], [-9999.0], [-9999.0], [-9999.0], [-9999.0], [-9999.0], [-9999.0], [-9999.0], [-9999.0], [-9999.0], [-9999.0], [-9999.0], [-9999.0], [-9999.0], [-9999.0], [-9999.0], [-9999.0], [-9999.0], [-9999.0], [-9999.0], [-9999.0], [-9999.0], [-9999.0], [-9999.0], [-9999.0], [-9999.0], [-9999.0], [-9999.0], [-9999.0], [-9999.0], [-9999.0], [-9999.0], [-9999.0], [-9999.0], [-9999.0], [-9999.0], [-9999.0], [-9999.0], [-9999.0], [-9999.0], [-9999.0], [-9999.0], [-9999.0], [-9999.0], [-9999.0], [-9999.0], [-9999.0], [-9999.0], [-9999.0], [-9999.0], [-9999.0], [-9999.0], [-9999.0], [-9999.0], [-9999.0], [-9999.0], [-9999.0], [-9999.0], [-9999.0], [-9999.0], [-9999.0], [-9999.0], [-9999.0], [-9999.0], [-9999.0], [-9999.0], [-9999.0], [-9999.0], [-9999.0], [-9999.0], [-9999.0], [-9999.0], [-9999.0], [-9999.0], [-9999.0], [-9999.0], [-9999.0], [-9999.0], [-9999.0], [-9999.0], [-9999.0], [-9999.0], [-9999.0], [-9999.0], [-9999.0], [-9999.0], [-9999.0], [-9999.0], [-9999.0], [-9999.0], [-9999.0], [-9999.0], [-9999.0], [-9999.0], [-9999.0], [-9999.0], [-9999.0], [-9999.0], [-9999.0], [-9999.0], [-9999.0], [-9999.0], [-9999.0], [-9999.0], [-9999.0], [-9999.0], [-9999.0], [-9999.0], [-9999.0], [-9999.0], [-9999.0], [-9999.0], [-9999.0], [-9999.0], [-9999.0], [-9999.0], [-9999.0], [-9999.0], [-9999.0], [-9999.0], [-9999.0], [-9999.0], [-9999.0], [-9999.0], [-9999.0], [-9999.0], [-9999.0], [-9999.0], [-9999.0], [-9999.0], [-9999.0], [-9999.0], [-9999.0], [-9999.0], [-9999.0], [-9999.0], [-9999.0], [-9999.0], [-9999.0], [-9999.0], [-9999.0], [-9999.0], [-9999.0], [-9999.0], [-9999.0], [-9999.0], [-9999.0], [-9999.0], [-9999.0], [-9999.0], [-9999.0], [-9999.0], [-9999.0], [-9999.0], [-9999.0], [-9999.0], [-9999.0], [-9999.0], [-9999.0], [-9999.0], [-9999.0], [-9999.0], [-9999.0], [-9999.0], [-9999.0], [-9999.0], [-9999.0], [-9999.0], [-9999.0], [-9999.0], [-9999.0], [-9999.0], [-9999.0], [-9999.0], [-9999.0], [-9999.0], [-9999.0], [-9999.0], [-9999.0], [-9999.0], [-9999.0], [-9999.0], [-9999.0], [-9999.0], [-9999.0], [-9999.0], [-9999.0], [-9999.0], [-9999.0], [-9999.0], [-9999.0], [-9999.0], [-9999.0], [-9999.0], [-9999.0], [-9999.0], [-9999.0], [-9999.0], [-9999.0], [-9999.0], [-9999.0], [-9999.0], [-9999.0], [-9999.0], [-9999.0], [-9999.0], [-9999.0], [-9999.0]]
floatingse.platform_elem_Pz2 | output | N/m | [[-677.7426413650791], [-1281.5726797016066], [-1283.9176507242728], [-1845.552280478946], [-5080.256582366703], [-5290.974949420276], [-5510.521889050107], [-11011.53613569528], [-11032.73464916983], [-17382.537375335898], [-57154.22753063959], [-57189.76716154651], [-57143.2542430355], [-49752.35149163771], [-41151.176156120826], [-668.5133753508219], [-869.834967887173], [-871.2832204771764], [-0.007472817757218789], [-0.0074728356300168206], [-0.007472836407094938], [-0.007472918000296529], [-0.007473019021931177], [-0.007472817757218789], [-0.0074728356300168206], [-0.007472836407094938], [-0.007472918000296529], [-0.007473019021931177], [-0.007472817757218789], [-0.0074728356300168206], [-0.007472836407094938], [-0.007472918000296529], [-0.007473019021931177], [-9999.0], [-9999.0], [-9999.0], [-9999.0], [-9999.0], [-9999.0], [-9999.0], [-9999.0], [-9999.0], [-9999.0], [-9999.0], [-9999.0], [-9999.0], [-9999.0], [-9999.0], [-9999.0], [-9999.0], [-9999.0], [-9999.0], [-9999.0], [-9999.0], [-9999.0], [-9999.0], [-9999.0], [-9999.0], [-9999.0], [-9999.0], [-9999.0], [-9999.0], [-9999.0], [-9999.0], [-9999.0], [-9999.0], [-9999.0], [-9999.0], [-9999.0], [-9999.0], [-9999.0], [-9999.0], [-9999.0], [-9999.0], [-9999.0], [-9999.0], [-9999.0], [-9999.0], [-9999.0], [-9999.0], [-9999.0], [-9999.0], [-9999.0], [-9999.0], [-9999.0], [-9999.0], [-9999.0], [-9999.0], [-9999.0], [-9999.0], [-9999.0], [-9999.0], [-9999.0], [-9999.0], [-9999.0], [-9999.0], [-9999.0], [-9999.0], [-9999.0], [-9999.0], [-9999.0], [-9999.0], [-9999.0], [-9999.0], [-9999.0], [-9999.0], [-9999.0], [-9999.0], [-9999.0], [-9999.0], [-9999.0], [-9999.0], [-9999.0], [-9999.0], [-9999.0], [-9999.0], [-9999.0], [-9999.0], [-9999.0], [-9999.0], [-9999.0], [-9999.0], [-9999.0], [-9999.0], [-9999.0], [-9999.0], [-9999.0], [-9999.0], [-9999.0], [-9999.0], [-9999.0], [-9999.0], [-9999.0], [-9999.0], [-9999.0], [-9999.0], [-9999.0], [-9999.0], [-9999.0], [-9999.0], [-9999.0], [-9999.0], [-9999.0], [-9999.0], [-9999.0], [-9999.0], [-9999.0], [-9999.0], [-9999.0], [-9999.0], [-9999.0], [-9999.0], [-9999.0], [-9999.0], [-9999.0], [-9999.0], [-9999.0], [-9999.0], [-9999.0], [-9999.0], [-9999.0], [-9999.0], [-9999.0], [-9999.0], [-9999.0], [-9999.0], [-9999.0], [-9999.0], [-9999.0], [-9999.0], [-9999.0], [-9999.0], [-9999.0], [-9999.0], [-9999.0], [-9999.0], [-9999.0], [-9999.0], [-9999.0], [-9999.0], [-9999.0], [-9999.0], [-9999.0], [-9999.0], [-9999.0], [-9999.0], [-9999.0], [-9999.0], [-9999.0], [-9999.0], [-9999.0], [-9999.0], [-9999.0], [-9999.0], [-9999.0], [-9999.0], [-9999.0], [-9999.0], [-9999.0], [-9999.0], [-9999.0], [-9999.0], [-9999.0], [-9999.0], [-9999.0], [-9999.0], [-9999.0], [-9999.0], [-9999.0], [-9999.0], [-9999.0], [-9999.0], [-9999.0], [-9999.0], [-9999.0], [-9999.0], [-9999.0], [-9999.0], [-9999.0], [-9999.0], [-9999.0], [-9999.0], [-9999.0], [-9999.0], [-9999.0], [-9999.0], [-9999.0], [-9999.0], [-9999.0], [-9999.0], [-9999.0], [-9999.0], [-9999.0], [-9999.0], [-9999.0], [-9999.0], [-9999.0], [-9999.0], [-9999.0], [-9999.0], [-9999.0], [-9999.0], [-9999.0], [-9999.0], [-9999.0], [-9999.0], [-9999.0], [-9999.0], [-9999.0], [-9999.0], [-9999.0], [-9999.0], [-9999.0], [-9999.0], [-9999.0], [-9999.0], [-9999.0], [-9999.0], [-9999.0], [-9999.0], [-9999.0], [-9999.0], [-9999.0], [-9999.0], [-9999.0], [-9999.0], [-9999.0], [-9999.0], [-9999.0], [-9999.0], [-9999.0], [-9999.0], [-9999.0], [-9999.0], [-9999.0], [-9999.0], [-9999.0], [-9999.0], [-9999.0], [-9999.0], [-9999.0], [-9999.0], [-9999.0], [-9999.0], [-9999.0], [-9999.0], [-9999.0], [-9999.0], [-9999.0], [-9999.0], [-9999.0], [-9999.0], [-9999.0], [-9999.0], [-9999.0], [-9999.0], [-9999.0], [-9999.0], [-9999.0], [-9999.0], [-9999.0], [-9999.0], [-9999.0], [-9999.0], [-9999.0], [-9999.0], [-9999.0], [-9999.0], [-9999.0], [-9999.0], [-9999.0], [-9999.0], [-9999.0], [-9999.0], [-9999.0], [-9999.0], [-9999.0], [-9999.0], [-9999.0], [-9999.0], [-9999.0], [-9999.0], [-9999.0], [-9999.0], [-9999.0], [-9999.0], [-9999.0], [-9999.0], [-9999.0], [-9999.0], [-9999.0], [-9999.0], [-9999.0], [-9999.0], [-9999.0], [-9999.0], [-9999.0], [-9999.0], [-9999.0], [-9999.0], [-9999.0], [-9999.0], [-9999.0], [-9999.0], [-9999.0], [-9999.0], [-9999.0], [-9999.0], [-9999.0], [-9999.0], [-9999.0], [-9999.0], [-9999.0], [-9999.0], [-9999.0], [-9999.0], [-9999.0], [-9999.0], [-9999.0], [-9999.0], [-9999.0], [-9999.0], [-9999.0], [-9999.0], [-9999.0], [-9999.0], [-9999.0], [-9999.0], [-9999.0], [-9999.0], [-9999.0], [-9999.0], [-9999.0], [-9999.0], [-9999.0], [-9999.0], [-9999.0], [-9999.0], [-9999.0], [-9999.0], [-9999.0], [-9999.0], [-9999.0], [-9999.0], [-9999.0], [-9999.0], [-9999.0], [-9999.0], [-9999.0], [-9999.0], [-9999.0], [-9999.0], [-9999.0], [-9999.0], [-9999.0], [-9999.0], [-9999.0], [-9999.0], [-9999.0], [-9999.0], [-9999.0], [-9999.0], [-9999.0], [-9999.0], [-9999.0], [-9999.0], [-9999.0], [-9999.0], [-9999.0], [-9999.0], [-9999.0], [-9999.0], [-9999.0], [-9999.0], [-9999.0], [-9999.0], [-9999.0], [-9999.0], [-9999.0], [-9999.0], [-9999.0], [-9999.0], [-9999.0], [-9999.0], [-9999.0], [-9999.0], [-9999.0], [-9999.0], [-9999.0], [-9999.0], [-9999.0], [-9999.0], [-9999.0], [-9999.0], [-9999.0], [-9999.0], [-9999.0], [-9999.0], [-9999.0], [-9999.0], [-9999.0], [-9999.0], [-9999.0], [-9999.0], [-9999.0], [-9999.0], [-9999.0], [-9999.0], [-9999.0], [-9999.0], [-9999.0], [-9999.0], [-9999.0], [-9999.0], [-9999.0], [-9999.0], [-9999.0], [-9999.0], [-9999.0], [-9999.0], [-9999.0], [-9999.0], [-9999.0], [-9999.0], [-9999.0], [-9999.0], [-9999.0], [-9999.0], [-9999.0], [-9999.0], [-9999.0], [-9999.0], [-9999.0], [-9999.0], [-9999.0], [-9999.0], [-9999.0], [-9999.0], [-9999.0], [-9999.0], [-9999.0], [-9999.0], [-9999.0], [-9999.0], [-9999.0], [-9999.0], [-9999.0], [-9999.0], [-9999.0], [-9999.0], [-9999.0], [-9999.0], [-9999.0], [-9999.0], [-9999.0], [-9999.0], [-9999.0], [-9999.0], [-9999.0], [-9999.0]]
floatingse.transition_piece_I | output | kg*m**2 | [0.0, 0.0, 0.0, 0.0, 0.0, 0.0]
floatingse.mooring_neutral_load | output | N | [[-789716.8387905686, -1367829.688377946, -1156867.034535968], [1579433.6775271127, 0.0, -1156867.0345244487], [-789716.8387905624, 1367829.6883779352, -1156867.0345359636]]
floatingse.mooring_stiffness | output | N/m | [[86772.01737739379, 0.004038497572764754, 2.907738813664764, -2.8944331692764536, -6040086.74308537, -0.0], [-0.0, 86772.02352494583, -0.0005608226638287306, 6039984.895056182, 0.07906795712187886, 0.00021497253328561783], [-0.020463215187191963, 0.0017245206981897354, 25545.53297956707, -1.1030744155868888, 8183.753376102541, -0.0], [-0.0, 5931620.791381076, -0.038635432720184326, 668394422.578428, 5.393726006150246, 0.05396947264671326], [-5931620.367874056, -0.2782110497355461, -200.35429626703262, 200.03140725195408, 668402241.328073, 3.725290298461914e-08], [-0.0, -0.054733090115632876, 4.6566128730773926e-09, -3157638.715477851, -0.5549050401896238, 24771032.977709778]]
floatingse.variable_center_of_mass | output | m | [0.0, 0.0, -64.17002875311466]
floatingse.variable_I | output | kg*m**2 | [5383621.765496539, 5383621.765496539, 5618716.921125969, 526481.599026065, 526481.599026065, 526481.599026065]
floatingse.member0:Px | intermediate | N/m | [[0.0], [0.0], [0.0], [0.0], [0.0], [0.0], [0.0], [0.0], [0.0], [0.0], [0.0], [0.0], [0.0], [0.0], [0.0], [0.0], [0.0], [0.0], [0.0], [-9999.0], [-9999.0], [-9999.0], [-9999.0], [-9999.0], [-9999.0], [-9999.0], [-9999.0], [-9999.0], [-9999.0], [-9999.0], [-9999.0], [-9999.0], [-9999.0], [-9999.0], [-9999.0], [-9999.0], [-9999.0], [-9999.0], [-9999.0], [-9999.0], [-9999.0], [-9999.0], [-9999.0], [-9999.0], [-9999.0], [-9999.0], [-9999.0], [-9999.0], [-9999.0], [-9999.0], [-9999.0], [-9999.0], [-9999.0], [-9999.0], [-9999.0], [-9999.0], [-9999.0], [-9999.0], [-9999.0], [-9999.0], [-9999.0], [-9999.0], [-9999.0], [-9999.0], [-9999.0], [-9999.0], [-9999.0], [-9999.0], [-9999.0], [-9999.0], [-9999.0], [-9999.0], [-9999.0], [-9999.0], [-9999.0], [-9999.0], [-9999.0], [-9999.0], [-9999.0], [-9999.0], [-9999.0], [-9999.0], [-9999.0], [-9999.0], [-9999.0], [-9999.0], [-9999.0], [-9999.0], [-9999.0], [-9999.0], [-9999.0], [-9999.0], [-9999.0], [-9999.0], [-9999.0], [-9999.0], [-9999.0], [-9999.0], [-9999.0], [-9999.0], [-9999.0], [-9999.0], [-9999.0], [-9999.0], [-9999.0], [-9999.0], [-9999.0], [-9999.0], [-9999.0], [-9999.0], [-9999.0], [-9999.0], [-9999.0], [-9999.0], [-9999.0], [-9999.0], [-9999.0], [-9999.0], [-9999.0], [-9999.0], [-9999.0], [-9999.0], [-9999.0], [-9999.0], [-9999.0], [-9999.0], [-9999.0], [-9999.0], [-9999.0], [-9999.0], [-9999.0], [-9999.0], [-9999.0], [-9999.0], [-9999.0], [-9999.0], [-9999.0], [-9999.0], [-9999.0], [-9999.0], [-9999.0], [-9999.0], [-9999.0], [-9999.0], [-9999.0], [-9999.0], [-9999.0], [-9999.0], [-9999.0], [-9999.0], [-9999.0], [-9999.0], [-9999.0], [-9999.0], [-9999.0], [-9999.0], [-9999.0], [-9999.0], [-9999.0], [-9999.0], [-9999.0], [-9999.0], [-9999.0], [-9999.0], [-9999.0], [-9999.0], [-9999.0], [-9999.0], [-9999.0], [-9999.0], [-9999.0], [-9999.0], [-9999.0], [-9999.0], [-9999.0], [-9999.0], [-9999.0], [-9999.0], [-9999.0], [-9999.0], [-9999.0], [-9999.0], [-9999.0], [-9999.0], [-9999.0], [-9999.0], [-9999.0], [-9999.0], [-9999.0], [-9999.0], [-9999.0], [-9999.0], [-9999.0], [-9999.0], [-9999.0], [-9999.0], [-9999.0], [-9999.0], [-9999.0], [-9999.0]]
floatingse.member0:Py | intermediate | N/m | [[0.0], [0.0], [0.0], [0.0], [0.0], [0.0], [0.0], [0.0], [0.0], [0.0], [0.0], [0.0], [0.0], [0.0], [0.0], [0.0], [0.0], [0.0], [0.0], [-9999.0], [-9999.0], [-9999.0], [-9999.0], [-9999.0], [-9999.0], [-9999.0], [-9999.0], [-9999.0], [-9999.0], [-9999.0], [-9999.0], [-9999.0], [-9999.0], [-9999.0], [-9999.0], [-9999.0], [-9999.0], [-9999.0], [-9999.0], [-9999.0], [-9999.0], [-9999.0], [-9999.0], [-9999.0], [-9999.0], [-9999.0], [-9999.0], [-9999.0], [-9999.0], [-9999.0], [-9999.0], [-9999.0], [-9999.0], [-9999.0], [-9999.0], [-9999.0], [-9999.0], [-9999.0], [-9999.0], [-9999.0], [-9999.0], [-9999.0], [-9999.0], [-9999.0], [-9999.0], [-9999.0], [-9999.0], [-9999.0], [-9999.0], [-9999.0], [-9999.0], [-9999.0], [-9999.0], [-9999.0], [-9999.0], [-9999.0], [-9999.0], [-9999.0], [-9999.0], [-9999.0], [-9999.0], [-9999.0], [-9999.0], [-9999.0], [-9999.0], [-9999.0], [-9999.0], [-9999.0], [-9999.0], [-9999.0], [-9999.0], [-9999.0], [-9999.0], [-9999.0], [-9999.0], [-9999.0], [-9999.0], [-9999.0], [-9999.0], [-9999.0], [-9999.0], [-9999.0], [-9999.0], [-9999.0], [-9999.0], [-9999.0], [-9999.0], [-9999.0], [-9999.0], [-9999.0], [-9999.0], [-9999.0], [-9999.0], [-9999.0], [-9999.0], [-9999.0], [-9999.0], [-9999.0], [-9999.0], [-9999.0], [-9999.0], [-9999.0], [-9999.0], [-9999.0], [-9999.0], [-9999.0], [-9999.0], [-9999.0], [-9999.0], [-9999.0], [-9999.0], [-9999.0], [-9999.0], [-9999.0], [-9999.0], [-9999.0], [-9999.0], [-9999.0], [-9999.0], [-9999.0], [-9999.0], [-9999.0], [-9999.0], [-9999.0], [-9999.0], [-9999.0], [-9999.0], [-9999.0], [-9999.0], [-9999.0], [-9999.0], [-9999.0], [-9999.0], [-9999.0], [-9999.0], [-9999.0], [-9999.0], [-9999.0], [-9999.0], [-9999.0], [-9999.0], [-9999.0], [-9999.0], [-9999.0], [-9999.0], [-9999.0], [-9999.0], [-9999.0], [-9999.0], [-9999.0], [-9999.0], [-9999.0], [-9999.0], [-9999.0], [-9999.0], [-9999.0], [-9999.0], [-9999.0], [-9999.0], [-9999.0], [-9999.0], [-9999.0], [-9999.0], [-9999.0], [-9999.0], [-9999.0], [-9999.0], [-9999.0], [-9999.0], [-9999.0], [-9999.0], [-9999.0], [-9999.0], [-9999.0], [-9999.0], [-9999.0], [-9999.0], [-9999.0], [-9999.0], [-9999.0]]
floatingse.member0:Pz | intermediate | N/m | [[-673.0526993197468], [-677.7426413650791], [-1281.5726797016066], [-1283.9176507242728], [-1845.552280478946], [-5080.256582366703], [-5290.974949420276], [-5510.521889050107], [-11011.53613569528], [-11032.73464916983], [-17382.537375335898], [-57154.22753063959], [-57189.76716154651], [-57143.2542430355], [-49752.35149163771], [-41151.176156120826], [-668.5133753508219], [-869.834967887173], [-871.2832204771764], [-9999.0], [-9999.0], [-9999.0], [-9999.0], [-9999.0], [-9999.0], [-9999.0], [-9999.0], [-9999.0], [-9999.0], [-9999.0], [-9999.0], [-9999.0], [-9999.0], [-9999.0], [-9999.0], [-9999.0], [-9999.0], [-9999.0], [-9999.0], [-9999.0], [-9999.0], [-9999.0], [-9999.0], [-9999.0], [-9999.0], [-9999.0], [-9999.0], [-9999.0], [-9999.0], [-9999.0], [-9999.0], [-9999.0], [-9999.0], [-9999.0], [-9999.0], [-9999.0], [-9999.0], [-9999.0], [-9999.0], [-9999.0], [-9999.0], [-9999.0], [-9999.0], [-9999.0], [-9999.0], [-9999.0], [-9999.0], [-9999.0], [-9999.0], [-9999.0], [-9999.0], [-9999.0], [-9999.0], [-9999.0], [-9999.0], [-9999.0], [-9999.0], [-9999.0], [-9999.0], [-9999.0], [-9999.0], [-9999.0], [-9999.0], [-9999.0], [-9999.0], [-9999.0], [-9999.0], [-9999.0], [-9999.0], [-9999.0], [-9999.0], [-9999.0], [-9999.0], [-9999.0], [-9999.0], [-9999.0], [-9999.0], [-9999.0], [-9999.0], [-9999.0], [-9999.0], [-9999.0], [-9999.0], [-9999.0], [-9999.0], [-9999.0], [-9999.0], [-9999.0], [-9999.0], [-9999.0], [-9999.0], [-9999.0], [-9999.0], [-9999.0], [-9999.0], [-9999.0], [-9999.0], [-9999.0], [-9999.0], [-9999.0], [-9999.0], [-9999.0], [-9999.0], [-9999.0], [-9999.0], [-9999.0], [-9999.0], [-9999.0], [-9999.0], [-9999.0], [-9999.0], [-9999.0], [-9999.0], [-9999.0], [-9999.0], [-9999.0], [-9999.0], [-9999.0], [-9999.0], [-9999.0], [-9999.0], [-9999.0], [-9999.0], [-9999.0], [-9999.0], [-9999.0], [-9999.0], [-9999.0], [-9999.0], [-9999.0], [-9999.0], [-9999.0], [-9999.0], [-9999.0], [-9999.0], [-9999.0], [-9999.0], [-9999.0], [-9999.0], [-9999.0], [-9999.0], [-9999.0], [-9999.0], [-9999.0], [-9999.0], [-9999.0], [-9999.0], [-9999.0], [-9999.0], [-9999.0], [-9999.0], [-9999.0], [-9999.0], [-9999.0], [-9999.0], [-9999.0], [-9999.0], [-9999.0], [-9999.0], [-9999.0], [-9999.0], [-9999.0], [-9999.0], [-9999.0], [-9999.0], [-9999.0], [-9999.0], [-9999.0], [-9999.0], [-9999.0], [-9999.0], [-9999.0], [-9999.0], [-9999.0], [-9999.0], [-9999.0], [-9999.0], [-9999.0], [-9999.0], [-9999.0]]
floatingse.member0:qdyn | intermediate | Pa | [[1206419.301359609], [1205415.8261305129], [1076218.3903843828], [1075716.6527698347], [955547.4836598829], [705405.5485439049], [695431.5777514351], [685460.6897982301], [556960.6005223215], [556465.4171339751], [408138.18498867395], [140114.67694152024], [139875.17350293926], [139645.84750594158], [103205.94658301258], [67203.8382204411], [128.56026449054266], [167.27595536291787], [167.55446547638007], [-9999.0], [-9999.0], [-9999.0], [-9999.0], [-9999.0], [-9999.0], [-9999.0], [-9999.0], [-9999.0], [-9999.0], [-9999.0], [-9999.0], [-9999.0], [-9999.0], [-9999.0], [-9999.0], [-9999.0], [-9999.0], [-9999.0], [-9999.0], [-9999.0], [-9999.0], [-9999.0], [-9999.0], [-9999.0], [-9999.0], [-9999.0], [-9999.0], [-9999.0], [-9999.0], [-9999.0], [-9999.0], [-9999.0], [-9999.0], [-9999.0], [-9999.0], [-9999.0], [-9999.0], [-9999.0], [-9999.0], [-9999.0], [-9999.0], [-9999.0], [-9999.0], [-9999.0], [-9999.0], [-9999.0], [-9999.0], [-9999.0], [-9999.0], [-9999.0], [-9999.0], [-9999.0], [-9999.0], [-9999.0], [-9999.0], [-9999.0], [-9999.0], [-9999.0], [-9999.0], [-9999.0], [-9999.0], [-9999.0], [-9999.0], [-9999.0], [-9999.0], [-9999.0], [-9999.0], [-9999.0], [-9999.0], [-9999.0], [-9999.0], [-9999.0], [-9999.0], [-9999.0], [-9999.0], [-9999.0], [-9999.0], [-9999.0], [-9999.0], [-9999.0], [-9999.0], [-9999.0], [-9999.0], [-9999.0], [-9999.0], [-9999.0], [-9999.0], [-9999.0], [-9999.0], [-9999.0], [-9999.0], [-9999.0], [-9999.0], [-9999.0], [-9999.0], [-9999.0], [-9999.0], [-9999.0], [-9999.0], [-9999.0], [-9999.0], [-9999.0], [-9999.0], [-9999.0], [-9999.0], [-9999.0], [-9999.0], [-9999.0], [-9999.0], [-9999.0], [-9999.0], [-9999.0], [-9999.0], [-9999.0], [-9999.0], [-9999.0], [-9999.0], [-9999.0], [-9999.0], [-9999.0], [-9999.0], [-9999.0], [-9999.0], [-9999.0], [-9999.0], [-9999.0], [-9999.0], [-9999.0], [-9999.0], [-9999.0], [-9999.0], [-9999.0], [-9999.0], [-9999.0], [-9999.0], [-9999.0], [-9999.0], [-9999.0], [-9999.0], [-9999.0], [-9999.0], [-9999.0], [-9999.0], [-9999.0], [-9999.0], [-9999.0], [-9999.0], [-9999.0], [-9999.0], [-9999.0], [-9999.0], [-9999.0], [-9999.0], [-9999.0], [-9999.0], [-9999.0], [-9999.0], [-9999.0], [-9999.0], [-9999.0], [-9999.0], [-9999.0], [-9999.0], [-9999.0], [-9999.0], [-9999.0], [-9999.0], [-9999.0], [-9999.0], [-9999.0], [-9999.0], [-9999.0], [-9999.0], [-9999.0], [-9999.0], [-9999.0], [-9999.0], [-9999.0], [-9999.0], [-9999.0]]
floatingse.member1:Px | intermediate | N/m | [[-64.76441391157574], [-64.76442064625276], [-64.7645755438359], [-64.76458227851293], [-64.7652894195943], [-64.76616494042905], [-9999.0], [-9999.0], [-9999.0], [-9999.0], [-9999.0], [-9999.0], [-9999.0], [-9999.0], [-9999.0], [-9999.0], [-9999.0], [-9999.0], [-9999.0], [-9999.0], [-9999.0], [-9999.0], [-9999.0], [-9999.0], [-9999.0], [-9999.0], [-9999.0], [-9999.0], [-9999.0], [-9999.0], [-9999.0], [-9999.0], [-9999.0], [-9999.0], [-9999.0], [-9999.0], [-9999.0], [-9999.0], [-9999.0], [-9999.0], [-9999.0], [-9999.0], [-9999.0], [-9999.0], [-9999.0], [-9999.0], [-9999.0], [-9999.0], [-9999.0], [-9999.0], [-9999.0], [-9999.0], [-9999.0], [-9999.0], [-9999.0], [-9999.0], [-9999.0], [-9999.0], [-9999.0], [-9999.0], [-9999.0], [-9999.0], [-9999.0], [-9999.0], [-9999.0], [-9999.0], [-9999.0], [-9999.0], [-9999.0], [-9999.0], [-9999.0], [-9999.0], [-9999.0], [-9999.0], [-9999.0], [-9999.0], [-9999.0], [-9999.0], [-9999.0], [-9999.0], [-9999.0], [-9999.0], [-9999.0], [-9999.0], [-9999.0], [-9999.0], [-9999.0], [-9999.0], [-9999.0], [-9999.0], [-9999.0], [-9999.0], [-9999.0], [-9999.0], [-9999.0], [-9999.0], [-9999.0], [-9999.0], [-9999.0], [-9999.0], [-9999.0], [-9999.0], [-9999.0], [-9999.0], [-9999.0], [-9999.0], [-9999.0], [-9999.0], [-9999.0], [-9999.0], [-9999.0], [-9999.0], [-9999.0], [-9999.0], [-9999.0], [-9999.0], [-9999.0], [-9999.0], [-9999.0], [-9999.0], [-9999.0], [-9999.0], [-9999.0], [-9999.0], [-9999.0], [-9999.0], [-9999.0], [-9999.0], [-9999.0], [-9999.0], [-9999.0], [-9999.0], [-9999.0], [-9999.0], [-9999.0], [-9999.0], [-9999.0], [-9999.0], [-9999.0], [-9999.0], [-9999.0], [-9999.0], [-9999.0], [-9999.0], [-9999.0], [-9999.0], [-9999.0], [-9999.0], [-9999.0], [-9999.0], [-9999.0], [-9999.0], [-9999.0], [-9999.0], [-9999.0], [-9999.0], [-9999.0], [-9999.0], [-9999.0], [-9999.0], [-9999.0], [-9999.0], [-9999.0], [-9999.0], [-9999.0], [-9999.0], [-9999.0], [-9999.0], [-9999.0], [-9999.0], [-9999.0], [-9999.0], [-9999.0], [-9999.0], [-9999.0], [-9999.0], [-9999.0], [-9999.0], [-9999.0], [-9999.0], [-9999.0], [-9999.0], [-9999.0], [-9999.0], [-9999.0], [-9999.0], [-9999.0], [-9999.0], [-9999.0], [-9999.0], [-9999.0], [-9999.0], [-9999.0], [-9999.0], [-9999.0], [-9999.0], [-9999.0], [-9999.0], [-9999.0], [-9999.0]]
floatingse.member1:Py | intermediate | N/m | [[0.0], [0.0], [0.0], [0.0], [0.0], [0.0], [-9999.0], [-9999.0], [-9999.0], [-9999.0], [-9999.0], [-9999.0], [-9999.0], [-9999.0], [-9999.0], [-9999.0], [-9999.0], [-9999.0], [-9999.0], [-9999.0], [-9999.0], [-9999.0], [-9999.0], [-9999.0], [-9999.0], [-9999.0], [-9999.0], [-9999.0], [-9999.0], [-9999.0], [-9999.0], [-9999.0], [-9999.0], [-9999.0], [-9999.0], [-9999.0], [-9999.0], [-9999.0], [-9999.0], [-9999.0], [-9999.0], [-9999.0], [-9999.0], [-9999.0], [-9999.0], [-9999.0], [-9999.0], [-9999.0], [-9999.0], [-9999.0], [-9999.0], [-9999.0], [-9999.0], [-9999.0], [-9999.0], [-9999.0], [-9999.0], [-9999.0], [-9999.0], [-9999.0], [-9999.0], [-9999.0], [-9999.0], [-9999.0], [-9999.0], [-9999.0], [-9999.0], [-9999.0], [-9999.0], [-9999.0], [-9999.0], [-9999.0], [-9999.0], [-9999.0], [-9999.0], [-9999.0], [-9999.0], [-9999.0], [-9999.0], [-9999.0], [-9999.0], [-9999.0], [-9999.0], [-9999.0], [-9999.0], [-9999.0], [-9999.0], [-9999.0], [-9999.0], [-9999.0], [-9999.0], [-9999.0], [-9999.0], [-9999.0], [-9999.0], [-9999.0], [-9999.0], [-9999.0], [-9999.0], [-9999.0], [-9999.0], [-9999.0], [-9999.0], [-9999.0], [-9999.0], [-9999.0], [-9999.0], [-9999.0], [-9999.0], [-9999.0], [-9999.0], [-9999.0], [-9999.0], [-9999.0], [-9999.0], [-9999.0], [-9999.0], [-9999.0], [-9999.0], [-9999.0], [-9999.0], [-9999.0], [-9999.0], [-9999.0], [-9999.0], [-9999.0], [-9999.0], [-9999.0], [-9999.0], [-9999.0], [-9999.0], [-9999.0], [-9999.0], [-9999.0], [-9999.0], [-9999.0], [-9999.0], [-9999.0], [-9999.0], [-9999.0], [-9999.0], [-9999.0], [-9999.0], [-9999.0], [-9999.0], [-9999.0], [-9999.0], [-9999.0], [-9999.0], [-9999.0], [-9999.0], [-9999.0], [-9999.0], [-9999.0], [-9999.0], [-9999.0], [-9999.0], [-9999.0], [-9999.0], [-9999.0], [-9999.0], [-9999.0], [-9999.0], [-9999.0], [-9999.0], [-9999.0], [-9999.0], [-9999.0], [-9999.0], [-9999.0], [-9999.0], [-9999.0], [-9999.0], [-9999.0], [-9999.0], [-9999.0], [-9999.0], [-9999.0], [-9999.0], [-9999.0], [-9999.0], [-9999.0], [-9999.0], [-9999.0], [-9999.0], [-9999.0], [-9999.0], [-9999.0], [-9999.0], [-9999.0], [-9999.0], [-9999.0], [-9999.0], [-9999.0], [-9999.0], [-9999.0], [-9999.0], [-9999.0], [-9999.0], [-9999.0]]
floatingse.member1:Pz | intermediate | N/m | [[-0.007472816980140673], [-0.007472817757218789], [-0.0074728356300168206], [-0.007472836407094938], [-0.007472918000296529], [-0.007473019021931177], [-9999.0], [-9999.0], [-9999.0], [-9999.0], [-9999.0], [-9999.0], [-9999.0], [-9999.0], [-9999.0], [-9999.0], [-9999.0], [-9999.0], [-9999.0], [-9999.0], [-9999.0], [-9999.0], [-9999.0], [-9999.0], [-9999.0], [-9999.0], [-9999.0], [-9999.0], [-9999.0], [-9999.0], [-9999.0], [-9999.0], [-9999.0], [-9999.0], [-9999.0], [-9999.0], [-9999.0], [-9999.0], [-9999.0], [-9999.0], [-9999.0], [-9999.0], [-9999.0], [-9999.0], [-9999.0], [-9999.0], [-9999.0], [-9999.0], [-9999.0], [-9999.0], [-9999.0], [-9999.0], [-9999.0], [-9999.0], [-9999.0], [-9999.0], [-9999.0], [-9999.0], [-9999.0], [-9999.0], [-9999.0], [-9999.0], [-9999.0], [-9999.0], [-9999.0], [-9999.0], [-9999.0], [-9999.0], [-9999.0], [-9999.0], [-9999.0], [-9999.0], [-9999.0], [-9999.0], [-9999.0], [-9999.0], [-9999.0], [-9999.0], [-9999.0], [-9999.0], [-9999.0], [-9999.0], [-9999.0], [-9999.0], [-9999.0], [-9999.0], [-9999.0], [-9999.0], [-9999.0], [-9999.0], [-9999.0], [-9999.0], [-9999.0], [-9999.0], [-9999.0], [-9999.0], [-9999.0], [-9999.0], [-9999.0], [-9999.0], [-9999.0], [-9999.0], [-9999.0], [-9999.0], [-9999.0], [-9999.0], [-9999.0], [-9999.0], [-9999.0], [-9999.0], [-9999.0], [-9999.0], [-9999.0], [-9999.0], [-9999.0], [-9999.0], [-9999.0], [-9999.0], [-9999.0], [-9999.0], [-9999.0], [-9999.0], [-9999.0], [-9999.0], [-9999.0], [-9999.0], [-9999.0], [-9999.0], [-9999.0], [-9999.0], [-9999.0], [-9999.0], [-9999.0], [-9999.0], [-9999.0], [-9999.0], [-9999.0], [-9999.0], [-9999.0], [-9999.0], [-9999.0], [-9999.0], [-9999.0], [-9999.0], [-9999.0], [-9999.0], [-9999.0], [-9999.0], [-9999.0], [-9999.0], [-9999.0], [-9999.0], [-9999.0], [-9999.0], [-9999.0], [-9999.0], [-9999.0], [-9999.0], [-9999.0], [-9999.0], [-9999.0], [-9999.0], [-9999.0], [-9999.0], [-9999.0], [-9999.0], [-9999.0], [-9999.0], [-9999.0], [-9999.0], [-9999.0], [-9999.0], [-9999.0], [-9999.0], [-9999.0], [-9999.0], [-9999.0], [-9999.0], [-9999.0], [-9999.0], [-9999.0], [-9999.0], [-9999.0], [-9999.0], [-9999.0], [-9999.0], [-9999.0], [-9999.0], [-9999.0], [-9999.0], [-9999.0], [-9999.0], [-9999.0], [-9999.0], [-9999.0], [-9999.0], [-9999.0], [-9999.0], [-9999.0], [-9999.0]]
floatingse.member1:qdyn | intermediate | Pa | [[705411.535622967], [705411.512595739], [705410.9829694544], [705410.9599422264], [705408.5420833029], [705405.5485439049], [-9999.0], [-9999.0], [-9999.0], [-9999.0], [-9999.0], [-9999.0], [-9999.0], [-9999.0], [-9999.0], [-9999.0], [-9999.0], [-9999.0], [-9999.0], [-9999.0], [-9999.0], [-9999.0], [-9999.0], [-9999.0], [-9999.0], [-9999.0], [-9999.0], [-9999.0], [-9999.0], [-9999.0], [-9999.0], [-9999.0], [-9999.0], [-9999.0], [-9999.0], [-9999.0], [-9999.0], [-9999.0], [-9999.0], [-9999.0], [-9999.0], [-9999.0], [-9999.0], [-9999.0], [-9999.0], [-9999.0], [-9999.0], [-9999.0], [-9999.0], [-9999.0], [-9999.0], [-9999.0], [-9999.0], [-9999.0], [-9999.0], [-9999.0], [-9999.0], [-9999.0], [-9999.0], [-9999.0], [-9999.0], [-9999.0], [-9999.0], [-9999.0], [-9999.0], [-9999.0], [-9999.0], [-9999.0], [-9999.0], [-9999.0], [-9999.0], [-9999.0], [-9999.0], [-9999.0], [-9999.0], [-9999.0], [-9999.0], [-9999.0], [-9999.0], [-9999.0], [-9999.0], [-9999.0], [-9999.0], [-9999.0], [-9999.0], [-9999.0], [-9999.0], [-9999.0], [-9999.0], [-9999.0], [-9999.0], [-9999.0], [-9999.0], [-9999.0], [-9999.0], [-9999.0], [-9999.0], [-9999.0], [-9999.0], [-9999.0], [-9999.0], [-9999.0], [-9999.0], [-9999.0], [-9999.0], [-9999.0], [-9999.0], [-9999.0], [-9999.0], [-9999.0], [-9999.0], [-9999.0], [-9999.0], [-9999.0], [-9999.0], [-9999.0], [-9999.0], [-9999.0], [-9999.0], [-9999.0], [-9999.0], [-9999.0], [-9999.0], [-9999.0], [-9999.0], [-9999.0], [-9999.0], [-9999.0], [-9999.0], [-9999.0], [-9999.0], [-9999.0], [-9999.0], [-9999.0], [-9999.0], [-9999.0], [-9999.0], [-9999.0], [-9999.0], [-9999.0], [-9999.0], [-9999.0], [-9999.0], [-9999.0], [-9999.0], [-9999.0], [-9999.0], [-9999.0], [-9999.0], [-9999.0], [-9999.0], [-9999.0], [-9999.0], [-9999.0], [-9999.0], [-9999.0], [-9999.0], [-9999.0], [-9999.0], [-9999.0], [-9999.0], [-9999.0], [-9999.0], [-9999.0], [-9999.0], [-9999.0], [-9999.0], [-9999.0], [-9999.0], [-9999.0], [-9999.0], [-9999.0], [-9999.0], [-9999.0], [-9999.0], [-9999.0], [-9999.0], [-9999.0], [-9999.0], [-9999.0], [-9999.0], [-9999.0], [-9999.0], [-9999.0], [-9999.0], [-9999.0], [-9999.0], [-9999.0], [-9999.0], [-9999.0], [-9999.0], [-9999.0], [-9999.0], [-9999.0], [-9999.0], [-9999.0], [-9999.0], [-9999.0], [-9999.0], [-9999.0]]
floatingse.member2:Px | intermediate | N/m | [[32.382206913634896], [32.3822102809734], [32.38228772976487], [32.382291097103376], [32.3826446676436], [32.383082428060405], [-9999.0], [-9999.0], [-9999.0], [-9999.0], [-9999.0], [-9999.0], [-9999.0], [-9999.0], [-9999.0], [-9999.0], [-9999.0], [-9999.0], [-9999.0], [-9999.0], [-9999.0], [-9999.0], [-9999.0], [-9999.0], [-9999.0], [-9999.0], [-9999.0], [-9999.0], [-9999.0], [-9999.0], [-9999.0], [-9999.0], [-9999.0], [-9999.0], [-9999.0], [-9999.0], [-9999.0], [-9999.0], [-9999.0], [-9999.0], [-9999.0], [-9999.0], [-9999.0], [-9999.0], [-9999.0], [-9999.0], [-9999.0], [-9999.0], [-9999.0], [-9999.0], [-9999.0], [-9999.0], [-9999.0], [-9999.0], [-9999.0], [-9999.0], [-9999.0], [-9999.0], [-9999.0], [-9999.0], [-9999.0], [-9999.0], [-9999.0], [-9999.0], [-9999.0], [-9999.0], [-9999.0], [-9999.0], [-9999.0], [-9999.0], [-9999.0], [-9999.0], [-9999.0], [-9999.0], [-9999.0], [-9999.0], [-9999.0], [-9999.0], [-9999.0], [-9999.0], [-9999.0], [-9999.0], [-9999.0], [-9999.0], [-9999.0], [-9999.0], [-9999.0], [-9999.0], [-9999.0], [-9999.0], [-9999.0], [-9999.0], [-9999.0], [-9999.0], [-9999.0], [-9999.0], [-9999.0], [-9999.0], [-9999.0], [-9999.0], [-9999.0], [-9999.0], [-9999.0], [-9999.0], [-9999.0], [-9999.0], [-9999.0], [-9999.0], [-9999.0], [-9999.0], [-9999.0], [-9999.0], [-9999.0], [-9999.0], [-9999.0], [-9999.0], [-9999.0], [-9999.0], [-9999.0], [-9999.0], [-9999.0], [-9999.0], [-9999.0], [-9999.0], [-9999.0], [-9999.0], [-9999.0], [-9999.0], [-9999.0], [-9999.0], [-9999.0], [-9999.0], [-9999.0], [-9999.0], [-9999.0], [-9999.0], [-9999.0], [-9999.0], [-9999.0], [-9999.0], [-9999.0], [-9999.0], [-9999.0], [-9999.0], [-9999.0], [-9999.0], [-9999.0], [-9999.0], [-9999.0], [-9999.0], [-9999.0], [-9999.0], [-9999.0], [-9999.0], [-9999.0], [-9999.0], [-9999.0], [-9999.0], [-9999.0], [-9999.0], [-9999.0], [-9999.0], [-9999.0], [-9999.0], [-9999.0], [-9999.0], [-9999.0], [-9999.0], [-9999.0], [-9999.0], [-9999.0], [-9999.0], [-9999.0], [-9999.0], [-9999.0], [-9999.0], [-9999.0], [-9999.0], [-9999.0], [-9999.0], [-9999.0], [-9999.0], [-9999.0], [-9999.0], [-9999.0], [-9999.0], [-9999.0], [-9999.0], [-9999.0], [-9999.0], [-9999.0], [-9999.0], [-9999.0], [-9999.0], [-9999.0], [-9999.0], [-9999.0], [-9999.0], [-9999.0], [-9999.0]]
floatingse.member2:Py | intermediate | N/m | [[56.08762763562382], [56.087633468025196], [56.087767613267005], [56.08777344566838], [56.08838584780811], [56.08914407109157], [-9999.0], [-9999.0], [-9999.0], [-9999.0], [-9999.0], [-9999.0], [-9999.0], [-9999.0], [-9999.0], [-9999.0], [-9999.0], [-9999.0], [-9999.0], [-9999.0], [-9999.0], [-9999.0], [-9999.0], [-9999.0], [-9999.0], [-9999.0], [-9999.0], [-9999.0], [-9999.0], [-9999.0], [-9999.0], [-9999.0], [-9999.0], [-9999.0], [-9999.0], [-9999.0], [-9999.0], [-9999.0], [-9999.0], [-9999.0], [-9999.0], [-9999.0], [-9999.0], [-9999.0], [-9999.0], [-9999.0], [-9999.0], [-9999.0], [-9999.0], [-9999.0], [-9999.0], [-9999.0], [-9999.0], [-9999.0], [-9999.0], [-9999.0], [-9999.0], [-9999.0], [-9999.0], [-9999.0], [-9999.0], [-9999.0], [-9999.0], [-9999.0], [-9999.0], [-9999.0], [-9999.0], [-9999.0], [-9999.0], [-9999.0], [-9999.0], [-9999.0], [-9999.0], [-9999.0], [-9999.0], [-9999.0], [-9999.0], [-9999.0], [-9999.0], [-9999.0], [-9999.0], [-9999.0], [-9999.0], [-9999.0], [-9999.0], [-9999.0], [-9999.0], [-9999.0], [-9999.0], [-9999.0], [-9999.0], [-9999.0], [-9999.0], [-9999.0], [-9999.0], [-9999.0], [-9999.0], [-9999.0], [-9999.0], [-9999.0], [-9999.0], [-9999.0], [-9999.0], [-9999.0], [-9999.0], [-9999.0], [-9999.0], [-9999.0], [-9999.0], [-9999.0], [-9999.0], [-9999.0], [-9999.0], [-9999.0], [-9999.0], [-9999.0], [-9999.0], [-9999.0], [-9999.0], [-9999.0], [-9999.0], [-9999.0], [-9999.0], [-9999.0], [-9999.0], [-9999.0], [-9999.0], [-9999.0], [-9999.0], [-9999.0], [-9999.0], [-9999.0], [-9999.0], [-9999.0], [-9999.0], [-9999.0], [-9999.0], [-9999.0], [-9999.0], [-9999.0], [-9999.0], [-9999.0], [-9999.0], [-9999.0], [-9999.0], [-9999.0], [-9999.0], [-9999.0], [-9999.0], [-9999.0], [-9999.0], [-9999.0], [-9999.0], [-9999.0], [-9999.0], [-9999.0], [-9999.0], [-9999.0], [-9999.0], [-9999.0], [-9999.0], [-9999.0], [-9999.0], [-9999.0], [-9999.0], [-9999.0], [-9999.0], [-9999.0], [-9999.0], [-9999.0], [-9999.0], [-9999.0], [-9999.0], [-9999.0], [-9999.0], [-9999.0], [-9999.0], [-9999.0], [-9999.0], [-9999.0], [-9999.0], [-9999.0], [-9999.0], [-9999.0], [-9999.0], [-9999.0], [-9999.0], [-9999.0], [-9999.0], [-9999.0], [-9999.0], [-9999.0], [-9999.0], [-9999.0], [-9999.0], [-9999.0], [-9999.0], [-9999.0], [-9999.0], [-9999.0]]
floatingse.member2:Pz | intermediate | N/m | [[-0.007472816980140673], [-0.007472817757218789], [-0.0074728356300168206], [-0.007472836407094938], [-0.007472918000296529], [-0.007473019021931177], [-9999.0], [-9999.0], [-9999.0], [-9999.0], [-9999.0], [-9999.0], [-9999.0], [-9999.0], [-9999.0], [-9999.0], [-9999.0], [-9999.0], [-9999.0], [-9999.0], [-9999.0], [-9999.0], [-9999.0], [-9999.0], [-9999.0], [-9999.0], [-9999.0], [-9999.0], [-9999.0], [-9999.0], [-9999.0], [-9999.0], [-9999.0], [-9999.0], [-9999.0], [-9999.0], [-9999.0], [-9999.0], [-9999.0], [-9999.0], [-9999.0], [-9999.0], [-9999.0], [-9999.0], [-9999.0], [-9999.0], [-9999.0], [-9999.0], [-9999.0], [-9999.0], [-9999.0], [-9999.0], [-9999.0], [-9999.0], [-9999.0], [-9999.0], [-9999.0], [-9999.0], [-9999.0], [-9999.0], [-9999.0], [-9999.0], [-9999.0], [-9999.0], [-9999.0], [-9999.0], [-9999.0], [-9999.0], [-9999.0], [-9999.0], [-9999.0], [-9999.0], [-9999.0], [-9999.0], [-9999.0], [-9999.0], [-9999.0], [-9999.0], [-9999.0], [-9999.0], [-9999.0], [-9999.0], [-9999.0], [-9999.0], [-9999.0], [-9999.0], [-9999.0], [-9999.0], [-9999.0], [-9999.0], [-9999.0], [-9999.0], [-9999.0], [-9999.0], [-9999.0], [-9999.0], [-9999.0], [-9999.0], [-9999.0], [-9999.0], [-9999.0], [-9999.0], [-9999.0], [-9999.0], [-9999.0], [-9999.0], [-9999.0], [-9999.0], [-9999.0], [-9999.0], [-9999.0], [-9999.0], [-9999.0], [-9999.0], [-9999.0], [-9999.0], [-9999.0], [-9999.0], [-9999.0], [-9999.0], [-9999.0], [-9999.0], [-9999.0], [-9999.0], [-9999.0], [-9999.0], [-9999.0], [-9999.0], [-9999.0], [-9999.0], [-9999.0], [-9999.0], [-9999.0], [-9999.0], [-9999.0], [-9999.0], [-9999.0], [-9999.0], [-9999.0], [-9999.0], [-9999.0], [-9999.0], [-9999.0], [-9999.0], [-9999.0], [-9999.0], [-9999.0], [-9999.0], [-9999.0], [-9999.0], [-9999.0], [-9999.0], [-9999.0], [-9999.0], [-9999.0], [-9999.0], [-9999.0], [-9999.0], [-9999.0], [-9999.0], [-9999.0], [-9999.0], [-9999.0], [-9999.0], [-9999.0], [-9999.0], [-9999.0], [-9999.0], [-9999.0], [-9999.0], [-9999.0], [-9999.0], [-9999.0], [-9999.0], [-9999.0], [-9999.0], [-9999.0], [-9999.0], [-9999.0], [-9999.0], [-9999.0], [-9999.0], [-9999.0], [-9999.0], [-9999.0], [-9999.0], [-9999.0], [-9999.0], [-9999.0], [-9999.0], [-9999.0], [-9999.0], [-9999.0], [-9999.0], [-9999.0], [-9999.0], [-9999.0], [-9999.0], [-9999.0], [-9999.0]]
floatingse.member2:qdyn | intermediate | Pa | [[705411.535622967], [705411.512595739], [705410.9829694544], [705410.9599422264], [705408.5420833029], [705405.5485439049], [-9999.0], [-9999.0], [-9999.0], [-9999.0], [-9999.0], [-9999.0], [-9999.0], [-9999.0], [-9999.0], [-9999.0], [-9999.0], [-9999.0], [-9999.0], [-9999.0], [-9999.0], [-9999.0], [-9999.0], [-9999.0], [-9999.0], [-9999.0], [-9999.0], [-9999.0], [-9999.0], [-9999.0], [-9999.0], [-9999.0], [-9999.0], [-9999.0], [-9999.0], [-9999.0], [-9999.0], [-9999.0], [-9999.0], [-9999.0], [-9999.0], [-9999.0], [-9999.0], [-9999.0], [-9999.0], [-9999.0], [-9999.0], [-9999.0], [-9999.0], [-9999.0], [-9999.0], [-9999.0], [-9999.0], [-9999.0], [-9999.0], [-9999.0], [-9999.0], [-9999.0], [-9999.0], [-9999.0], [-9999.0], [-9999.0], [-9999.0], [-9999.0], [-9999.0], [-9999.0], [-9999.0], [-9999.0], [-9999.0], [-9999.0], [-9999.0], [-9999.0], [-9999.0], [-9999.0], [-9999.0], [-9999.0], [-9999.0], [-9999.0], [-9999.0], [-9999.0], [-9999.0], [-9999.0], [-9999.0], [-9999.0], [-9999.0], [-9999.0], [-9999.0], [-9999.0], [-9999.0], [-9999.0], [-9999.0], [-9999.0], [-9999.0], [-9999.0], [-9999.0], [-9999.0], [-9999.0], [-9999.0], [-9999.0], [-9999.0], [-9999.0], [-9999.0], [-9999.0], [-9999.0], [-9999.0], [-9999.0], [-9999.0], [-9999.0], [-9999.0], [-9999.0], [-9999.0], [-9999.0], [-9999.0], [-9999.0], [-9999.0], [-9999.0], [-9999.0], [-9999.0], [-9999.0], [-9999.0], [-9999.0], [-9999.0], [-9999.0], [-9999.0], [-9999.0], [-9999.0], [-9999.0], [-9999.0], [-9999.0], [-9999.0], [-9999.0], [-9999.0], [-9999.0], [-9999.0], [-9999.0], [-9999.0], [-9999.0], [-9999.0], [-9999.0], [-9999.0], [-9999.0], [-9999.0], [-9999.0], [-9999.0], [-9999.0], [-9999.0], [-9999.0], [-9999.0], [-9999.0], [-9999.0], [-9999.0], [-9999.0], [-9999.0], [-9999.0], [-9999.0], [-9999.0], [-9999.0], [-9999.0], [-9999.0], [-9999.0], [-9999.0], [-9999.0], [-9999.0], [-9999.0], [-9999.0], [-9999.0], [-9999.0], [-9999.0], [-9999.0], [-9999.0], [-9999.0], [-9999.0], [-9999.0], [-9999.0], [-9999.0], [-9999.0], [-9999.0], [-9999.0], [-9999.0], [-9999.0], [-9999.0], [-9999.0], [-9999.0], [-9999.0], [-9999.0], [-9999.0], [-9999.0], [-9999.0], [-9999.0], [-9999.0], [-9999.0], [-9999.0], [-9999.0], [-9999.0], [-9999.0], [-9999.0], [-9999.0], [-9999.0], [-9999.0], [-9999.0]]
floatingse.member3:Px | intermediate | N/m | [[32.38220691363493], [32.38221028097344], [32.382287729764904], [32.38229109710341], [32.38264466764364], [32.38308242806044], [-9999.0], [-9999.0], [-9999.0], [-9999.0], [-9999.0], [-9999.0], [-9999.0], [-9999.0], [-9999.0], [-9999.0], [-9999.0], [-9999.0], [-9999.0], [-9999.0], [-9999.0], [-9999.0], [-9999.0], [-9999.0], [-9999.0], [-9999.0], [-9999.0], [-9999.0], [-9999.0], [-9999.0], [-9999.0], [-9999.0], [-9999.0], [-9999.0], [-9999.0], [-9999.0], [-9999.0], [-9999.0], [-9999.0], [-9999.0], [-9999.0], [-9999.0], [-9999.0], [-9999.0], [-9999.0], [-9999.0], [-9999.0], [-9999.0], [-9999.0], [-9999.0], [-9999.0], [-9999.0], [-9999.0], [-9999.0], [-9999.0], [-9999.0], [-9999.0], [-9999.0], [-9999.0], [-9999.0], [-9999.0], [-9999.0], [-9999.0], [-9999.0], [-9999.0], [-9999.0], [-9999.0], [-9999.0], [-9999.0], [-9999.0], [-9999.0], [-9999.0], [-9999.0], [-9999.0], [-9999.0], [-9999.0], [-9999.0], [-9999.0], [-9999.0], [-9999.0], [-9999.0], [-9999.0], [-9999.0], [-9999.0], [-9999.0], [-9999.0], [-9999.0], [-9999.0], [-9999.0], [-9999.0], [-9999.0], [-9999.0], [-9999.0], [-9999.0], [-9999.0], [-9999.0], [-9999.0], [-9999.0], [-9999.0], [-9999.0], [-9999.0], [-9999.0], [-9999.0], [-9999.0], [-9999.0], [-9999.0], [-9999.0], [-9999.0], [-9999.0], [-9999.0], [-9999.0], [-9999.0], [-9999.0], [-9999.0], [-9999.0], [-9999.0], [-9999.0], [-9999.0], [-9999.0], [-9999.0], [-9999.0], [-9999.0], [-9999.0], [-9999.0], [-9999.0], [-9999.0], [-9999.0], [-9999.0], [-9999.0], [-9999.0], [-9999.0], [-9999.0], [-9999.0], [-9999.0], [-9999.0], [-9999.0], [-9999.0], [-9999.0], [-9999.0], [-9999.0], [-9999.0], [-9999.0], [-9999.0], [-9999.0], [-9999.0], [-9999.0], [-9999.0], [-9999.0], [-9999.0], [-9999.0], [-9999.0], [-9999.0], [-9999.0], [-9999.0], [-9999.0], [-9999.0], [-9999.0], [-9999.0], [-9999.0], [-9999.0], [-9999.0], [-9999.0], [-9999.0], [-9999.0], [-9999.0], [-9999.0], [-9999.0], [-9999.0], [-9999.0], [-9999.0], [-9999.0], [-9999.0], [-9999.0], [-9999.0], [-9999.0], [-9999.0], [-9999.0], [-9999.0], [-9999.0], [-9999.0], [-9999.0], [-9999.0], [-9999.0], [-9999.0], [-9999.0], [-9999.0], [-9999.0], [-9999.0], [-9999.0], [-9999.0], [-9999.0], [-9999.0], [-9999.0], [-9999.0], [-9999.0], [-9999.0], [-9999.0], [-9999.0], [-9999.0], [-9999.0]]
floatingse.member3:Py | intermediate | N/m | [[-56.0876276356238], [-56.087633468025174], [-56.08776761326698], [-56.08777344566836], [-56.08838584780809], [-56.089144071091546], [-9999.0], [-9999.0], [-9999.0], [-9999.0], [-9999.0], [-9999.0], [-9999.0], [-9999.0], [-9999.0], [-9999.0], [-9999.0], [-9999.0], [-9999.0], [-9999.0], [-9999.0], [-9999.0], [-9999.0], [-9999.0], [-9999.0], [-9999.0], [-9999.0], [-9999.0], [-9999.0], [-9999.0], [-9999.0], [-9999.0], [-9999.0], [-9999.0], [-9999.0], [-9999.0], [-9999.0], [-9999.0], [-9999.0], [-9999.0], [-9999.0], [-9999.0], [-9999.0], [-9999.0], [-9999.0], [-9999.0], [-9999.0], [-9999.0], [-9999.0], [-9999.0], [-9999.0], [-9999.0], [-9999.0], [-9999.0], [-9999.0], [-9999.0], [-9999.0], [-9999.0], [-9999.0], [-9999.0], [-9999.0], [-9999.0], [-9999.0], [-9999.0], [-9999.0], [-9999.0], [-9999.0], [-9999.0], [-9999.0], [-9999.0], [-9999.0], [-9999.0], [-9999.0], [-9999.0], [-9999.0], [-9999.0], [-9999.0], [-9999.0], [-9999.0], [-9999.0], [-9999.0], [-9999.0], [-9999.0], [-9999.0], [-9999.0], [-9999.0], [-9999.0], [-9999.0], [-9999.0], [-9999.0], [-9999.0], [-9999.0], [-9999.0], [-9999.0], [-9999.0], [-9999.0], [-9999.0], [-9999.0], [-9999.0], [-9999.0], [-9999.0], [-9999.0], [-9999.0], [-9999.0], [-9999.0], [-9999.0], [-9999.0], [-9999.0], [-9999.0], [-9999.0], [-9999.0], [-9999.0], [-9999.0], [-9999.0], [-9999.0], [-9999.0], [-9999.0], [-9999.0], [-9999.0], [-9999.0], [-9999.0], [-9999.0], [-9999.0], [-9999.0], [-9999.0], [-9999.0], [-9999.0], [-9999.0], [-9999.0], [-9999.0], [-9999.0], [-9999.0], [-9999.0], [-9999.0], [-9999.0], [-9999.0], [-9999.0], [-9999.0], [-9999.0], [-9999.0], [-9999.0], [-9999.0], [-9999.0], [-9999.0], [-9999.0], [-9999.0], [-9999.0], [-9999.0], [-9999.0], [-9999.0], [-9999.0], [-9999.0], [-9999.0], [-9999.0], [-9999.0], [-9999.0], [-9999.0], [-9999.0], [-9999.0], [-9999.0], [-9999.0], [-9999.0], [-9999.0], [-9999.0], [-9999.0], [-9999.0], [-9999.0], [-9999.0], [-9999.0], [-9999.0], [-9999.0], [-9999.0], [-9999.0], [-9999.0], [-9999.0], [-9999.0], [-9999.0], [-9999.0], [-9999.0], [-9999.0], [-9999.0], [-9999.0], [-9999.0], [-9999.0], [-9999.0], [-9999.0], [-9999.0], [-9999.0], [-9999.0], [-9999.0], [-9999.0], [-9999.0], [-9999.0], [-9999.0], [-9999.0], [-9999.0], [-9999.0], [-9999.0], [-9999.0], [-9999.0]]
floatingse.member3:Pz | intermediate | N/m | [[-0.007472816980140673], [-0.007472817757218789], [-0.0074728356300168206], [-0.007472836407094938], [-0.007472918000296529], [-0.007473019021931177], [-9999.0], [-9999.0], [-9999.0], [-9999.0], [-9999.0], [-9999.0], [-9999.0], [-9999.0], [-9999.0], [-9999.0], [-9999.0], [-9999.0], [-9999.0], [-9999.0], [-9999.0], [-9999.0], [-9999.0], [-9999.0], [-9999.0], [-9999.0], [-9999.0], [-9999.0], [-9999.0], [-9999.0], [-9999.0], [-9999.0], [-9999.0], [-9999.0], [-9999.0], [-9999.0], [-9999.0], [-9999.0], [-9999.0], [-9999.0], [-9999.0], [-9999.0], [-9999.0], [-9999.0], [-9999.0], [-9999.0], [-9999.0], [-9999.0], [-9999.0], [-9999.0], [-9999.0], [-9999.0], [-9999.0], [-9999.0], [-9999.0], [-9999.0], [-9999.0], [-9999.0], [-9999.0], [-9999.0], [-9999.0], [-9999.0], [-9999.0], [-9999.0], [-9999.0], [-9999.0], [-9999.0], [-9999.0], [-9999.0], [-9999.0], [-9999.0], [-9999.0], [-9999.0], [-9999.0], [-9999.0], [-9999.0], [-9999.0], [-9999.0], [-9999.0], [-9999.0], [-9999.0], [-9999.0], [-9999.0], [-9999.0], [-9999.0], [-9999.0], [-9999.0], [-9999.0], [-9999.0], [-9999.0], [-9999.0], [-9999.0], [-9999.0], [-9999.0], [-9999.0], [-9999.0], [-9999.0], [-9999.0], [-9999.0], [-9999.0], [-9999.0], [-9999.0], [-9999.0], [-9999.0], [-9999.0], [-9999.0], [-9999.0], [-9999.0], [-9999.0], [-9999.0], [-9999.0], [-9999.0], [-9999.0], [-9999.0], [-9999.0], [-9999.0], [-9999.0], [-9999.0], [-9999.0], [-9999.0], [-9999.0], [-9999.0], [-9999.0], [-9999.0], [-9999.0], [-9999.0], [-9999.0], [-9999.0], [-9999.0], [-9999.0], [-9999.0], [-9999.0], [-9999.0], [-9999.0], [-9999.0], [-9999.0], [-9999.0], [-9999.0], [-9999.0], [-9999.0], [-9999.0], [-9999.0], [-9999.0], [-9999.0], [-9999.0], [-9999.0], [-9999.0], [-9999.0], [-9999.0], [-9999.0], [-9999.0], [-9999.0], [-9999.0], [-9999.0], [-9999.0], [-9999.0], [-9999.0], [-9999.0], [-9999.0], [-9999.0], [-9999.0], [-9999.0], [-9999.0], [-9999.0], [-9999.0], [-9999.0], [-9999.0], [-9999.0], [-9999.0], [-9999.0], [-9999.0], [-9999.0], [-9999.0], [-9999.0], [-9999.0], [-9999.0], [-9999.0], [-9999.0], [-9999.0], [-9999.0], [-9999.0], [-9999.0], [-9999.0], [-9999.0], [-9999.0], [-9999.0], [-9999.0], [-9999.0], [-9999.0], [-9999.0], [-9999.0], [-9999.0], [-9999.0], [-9999.0], [-9999.0], [-9999.0], [-9999.0], [-9999.0], [-9999.0], [-9999.0]]
floatingse.member3:qdyn | intermediate | Pa | [[705411.535622967], [705411.512595739], [705410.9829694544], [705410.9599422264], [705408.5420833029], [705405.5485439049], [-9999.0], [-9999.0], [-9999.0], [-9999.0], [-9999.0], [-9999.0], [-9999.0], [-9999.0], [-9999.0], [-9999.0], [-9999.0], [-9999.0], [-9999.0], [-9999.0], [-9999.0], [-9999.0], [-9999.0], [-9999.0], [-9999.0], [-9999.0], [-9999.0], [-9999.0], [-9999.0], [-9999.0], [-9999.0], [-9999.0], [-9999.0], [-9999.0], [-9999.0], [-9999.0], [-9999.0], [-9999.0], [-9999.0], [-9999.0], [-9999.0], [-9999.0], [-9999.0], [-9999.0], [-9999.0], [-9999.0], [-9999.0], [-9999.0], [-9999.0], [-9999.0], [-9999.0], [-9999.0], [-9999.0], [-9999.0], [-9999.0], [-9999.0], [-9999.0], [-9999.0], [-9999.0], [-9999.0], [-9999.0], [-9999.0], [-9999.0], [-9999.0], [-9999.0], [-9999.0], [-9999.0], [-9999.0], [-9999.0], [-9999.0], [-9999.0], [-9999.0], [-9999.0], [-9999.0], [-9999.0], [-9999.0], [-9999.0], [-9999.0], [-9999.0], [-9999.0], [-9999.0], [-9999.0], [-9999.0], [-9999.0], [-9999.0], [-9999.0], [-9999.0], [-9999.0], [-9999.0], [-9999.0], [-9999.0], [-9999.0], [-9999.0], [-9999.0], [-9999.0], [-9999.0], [-9999.0], [-9999.0], [-9999.0], [-9999.0], [-9999.0], [-9999.0], [-9999.0], [-9999.0], [-9999.0], [-9999.0], [-9999.0], [-9999.0], [-9999.0], [-9999.0], [-9999.0], [-9999.0], [-9999.0], [-9999.0], [-9999.0], [-9999.0], [-9999.0], [-9999.0], [-9999.0], [-9999.0], [-9999.0], [-9999.0], [-9999.0], [-9999.0], [-9999.0], [-9999.0], [-9999.0], [-9999.0], [-9999.0], [-9999.0], [-9999.0], [-9999.0], [-9999.0], [-9999.0], [-9999.0], [-9999.0], [-9999.0], [-9999.0], [-9999.0], [-9999.0], [-9999.0], [-9999.0], [-9999.0], [-9999.0], [-9999.0], [-9999.0], [-9999.0], [-9999.0], [-9999.0], [-9999.0], [-9999.0], [-9999.0], [-9999.0], [-9999.0], [-9999.0], [-9999.0], [-9999.0], [-9999.0], [-9999.0], [-9999.0], [-9999.0], [-9999.0], [-9999.0], [-9999.0], [-9999.0], [-9999.0], [-9999.0], [-9999.0], [-9999.0], [-9999.0], [-9999.0], [-9999.0], [-9999.0], [-9999.0], [-9999.0], [-9999.0], [-9999.0], [-9999.0], [-9999.0], [-9999.0], [-9999.0], [-9999.0], [-9999.0], [-9999.0], [-9999.0], [-9999.0], [-9999.0], [-9999.0], [-9999.0], [-9999.0], [-9999.0], [-9999.0], [-9999.0], [-9999.0], [-9999.0], [-9999.0], [-9999.0], [-9999.0], [-9999.0], [-9999.0]]
floatingse.memload0.env.distLoads.windLoads_Px | intermediate | N/m | [0.0, 0.0, 0.0, 0.0, 0.0, 0.0, 0.0, 0.0, 0.0, 668.5133753508219, 871.2832204771764]
floatingse.memload0.env.distLoads.windLoads_Py | intermediate | N/m | [0.0, 0.0, 0.0, 0.0, 0.0, 0.0, 0.0, 0.0, 0.0, 0.0, 0.0]
floatingse.memload0.env.distLoads.windLoads_Pz | intermediate | N/m | [0.0, 0.0, 0.0, 0.0, 0.0, 0.0, 0.0, 0.0, 0.0, 0.0, 0.0]
floatingse.memload0.env.distLoads.windLoads_qdyn | intermediate | N/m**2 | [0.0, 0.0, 0.0, 0.0, 0.0, 0.0, 0.0, 0.0, 0.0, 128.56026449054266, 167.55446547638007]
floatingse.memload0.env.distLoads.windLoads_z | intermediate | m | [-120.0, -94.99969999999999, -69.9994, -68.99969999999999, -68.0, -39.998000000000005, -11.99600000000001, -7.998499999999993, -4.001000000000005, 2.999500000000012, 10.0]
floatingse.memload0.env.distLoads.windLoads_beta | intermediate | deg | 0
floatingse.memload0.env.distLoads.waveLoads_Px | intermediate | N/m | [673.0526993197468, 1845.552280478946, 5080.256582366703, 5290.974949420276, 5510.521889050107, 17382.537375335898, 57189.76716154651, 49752.35149163771, 41151.176156120826, 0.0, 0.0]
floatingse.memload0.env.distLoads.waveLoads_Py | intermediate | N/m | [0.0, 0.0, 0.0, 0.0, 0.0, 0.0, 0.0, 0.0, 0.0, 0.0, 0.0]
floatingse.memload0.env.distLoads.waveLoads_Pz | intermediate | N/m | [0.0, 0.0, 0.0, 0.0, 0.0, 0.0, 0.0, 0.0, 0.0, 0.0, 0.0]
floatingse.memload0.env.distLoads.waveLoads_qdyn | intermediate | N/m**2 | [1206419.301359609, 955547.4836598829, 705405.5485439049, 695431.5777514351, 685460.6897982301, 408138.18498867395, 139875.17350293926, 103205.94658301258, 67203.8382204411, 0.0, 0.0]
floatingse.memload0.env.distLoads.waveLoads_z | intermediate | m | [-120.0, -94.99969999999999, -69.9994, -68.99969999999999, -68.0, -39.998000000000005, -11.99600000000001, -7.998499999999993, -4.001000000000005, 2.999500000000012, 10.0]
floatingse.memload0.env.distLoads.waveLoads_beta | intermediate | deg | 0
floatingse.memload0.z_global | intermediate | m | [-120.0, -94.99969999999999, -69.9994, -68.99969999999999, -68.0, -39.998000000000005, -11.99600000000001, -7.998499999999993, -4.001000000000005, 2.999500000000012, 10.0]
floatingse.memload0.env.waveLoads.U | intermediate | m/s | [0.015039620780533816, 0.04114706077490928, 0.11257469613859242, 0.11719778592947809, 0.12201073152363488, 0.37668760548799546, 1.1629596063532297, 1.3660179204932263, 1.6045311882864075, 0.0, 0.0]
floatingse.memload0.env.waveLoads.A | intermediate | m/s**2 | [0.009449672431380285, 0.025853460769453548, 0.07073276767382104, 0.07363754065860752, 0.07666160356275359, 0.23667980281988335, 0.7307090711481968, 0.8582943727387052, 1.0081566787152558, 0.0, 0.0]
floatingse.memload0.env.waveLoads.p | intermediate | N/m**2 | [1206419.185437135, 955546.61595607, 705399.053599522, 695424.5383994089, 685453.0604061941, 408065.4645432082, 139182.0300418595, 102249.61904146941, 65884.39654917191, 0.0, 0.0]
floatingse.memload0.outer_diameter_full | intermediate | m | [9.4, 9.4, 9.4, 9.4, 9.4, 9.4, 9.4, 7.9499999999999975, 6.5, 6.5, 6.5]
floatingse.memload0.ca_usr | intermediate |  | [1.0, 1.0, 1.0, 1.0, 1.0, 1.0, 1.0, 1.0, 1.0, 1.0, 1.0]
floatingse.memload0.cd_usr | intermediate |  | [0.8, 0.8, 0.8, 0.8, 0.8, 0.8, 0.8, 0.8, 0.8, 0.8, 0.8]
floatingse.env.Uref | intermediate | m/s | 21.0616
floatingse.wind_reference_height | intermediate | m | 90
floatingse.memload0.env.windLoads.U | intermediate | m/s | [0.0, 0.0, 0.0, 0.0, 0.0, 0.0, 0.0, 0.0, 0.0, 14.487729614136045, 16.539598271477]
floatingse.member0:joint1 | intermediate | m | [0.0, 0.0, -120.0]
floatingse.member0:joint2 | intermediate | m | [0.0, 0.0, 10.0]
floatingse.memload0.s_full | intermediate | m | [0.0, 0.19231, 0.38462, 0.39231000000000005, 0.4, 0.6154, 0.8308, 0.86155, 0.8923, 0.94615, 1.0]
floatingse.memload0.s_all | intermediate |  | [0.0, 0.0007692307692307692, 0.09980769230769232, 0.10019230769230769, 0.19231, 0.38462, 0.39231000000000005, 0.4, 0.4998076923076923, 0.5001923076923077, 0.6154, 0.8306076923076923, 0.8308, 0.8309923076923077, 0.86155, 0.8923, 0.94615, 0.9996153846153846, 1.0, -9999.0, -9999.0, -9999.0, -9999.0, -9999.0, -9999.0, -9999.0, -9999.0, -9999.0, -9999.0, -9999.0, -9999.0, -9999.0, -9999.0, -9999.0, -9999.0, -9999.0, -9999.0, -9999.0, -9999.0, -9999.0, -9999.0, -9999.0, -9999.0, -9999.0, -9999.0, -9999.0, -9999.0, -9999.0, -9999.0, -9999.0, -9999.0, -9999.0, -9999.0, -9999.0, -9999.0, -9999.0, -9999.0, -9999.0, -9999.0, -9999.0, -9999.0, -9999.0, -9999.0, -9999.0, -9999.0, -9999.0, -9999.0, -9999.0, -9999.0, -9999.0, -9999.0, -9999.0, -9999.0, -9999.0, -9999.0, -9999.0, -9999.0, -9999.0, -9999.0, -9999.0, -9999.0, -9999.0, -9999.0, -9999.0, -9999.0, -9999.0, -9999.0, -9999.0, -9999.0, -9999.0, -9999.0, -9999.0, -9999.0, -9999.0, -9999.0, -9999.0, -9999.0, -9999.0, -9999.0, -9999.0, -9999.0, -9999.0, -9999.0, -9999.0, -9999.0, -9999.0, -9999.0, -9999.0, -9999.0, -9999.0, -9999.0, -9999.0, -9999.0, -9999.0, -9999.0, -9999.0, -9999.0, -9999.0, -9999.0, -9999.0, -9999.0, -9999.0, -9999.0, -9999.0, -9999.0, -9999.0, -9999.0, -9999.0, -9999.0, -9999.0, -9999.0, -9999.0, -9999.0, -9999.0, -9999.0, -9999.0, -9999.0, -9999.0, -9999.0, -9999.0, -9999.0, -9999.0, -9999.0, -9999.0, -9999.0, -9999.0, -9999.0, -9999.0, -9999.0, -9999.0, -9999.0, -9999.0, -9999.0, -9999.0, -9999.0, -9999.0, -9999.0, -9999.0, -9999.0, -9999.0, -9999.0, -9999.0, -9999.0, -9999.0, -9999.0, -9999.0, -9999.0, -9999.0, -9999.0, -9999.0, -9999.0, -9999.0, -9999.0, -9999.0, -9999.0, -9999.0, -9999.0, -9999.0, -9999.0, -9999.0, -9999.0, -9999.0, -9999.0, -9999.0, -9999.0, -9999.0, -9999.0, -9999.0, -9999.0, -9999.0, -9999.0, -9999.0, -9999.0, -9999.0, -9999.0, -9999.0, -9999.0, -9999.0, -9999.0, -9999.0]
floatingse.memload0.g2e.Px_global | intermediate | N/m | [673.0526993197468, 1845.552280478946, 5080.256582366703, 5290.974949420276, 5510.521889050107, 17382.537375335898, 57189.76716154651, 49752.35149163771, 41151.176156120826, 668.5133753508219, 871.2832204771764]
floatingse.memload0.g2e.Py_global | intermediate | N/m | [0.0, 0.0, 0.0, 0.0, 0.0, 0.0, 0.0, 0.0, 0.0, 0.0, 0.0]
floatingse.memload0.g2e.Pz_global | intermediate | N/m | [0.0, 0.0, 0.0, 0.0, 0.0, 0.0, 0.0, 0.0, 0.0, 0.0, 0.0]
floatingse.memload0.g2e.qdyn_global | intermediate | Pa | [1206419.301359609, 955547.4836598829, 705405.5485439049, 695431.5777514351, 685460.6897982301, 408138.18498867395, 139875.17350293926, 103205.94658301258, 67203.8382204411, 128.56026449054266, 167.55446547638007]
floatingse.memload0.lc:Px | intermediate | N/m | [0.0, 0.0, 0.0, 0.0, 0.0, 0.0, 0.0, 0.0, 0.0, 0.0, 0.0, 0.0, 0.0, 0.0, 0.0, 0.0, 0.0, 0.0, 0.0, -9999.0, -9999.0, -9999.0, -9999.0, -9999.0, -9999.0, -9999.0, -9999.0, -9999.0, -9999.0, -9999.0, -9999.0, -9999.0, -9999.0, -9999.0, -9999.0, -9999.0, -9999.0, -9999.0, -9999.0, -9999.0, -9999.0, -9999.0, -9999.0, -9999.0, -9999.0, -9999.0, -9999.0, -9999.0, -9999.0, -9999.0, -9999.0, -9999.0, -9999.0, -9999.0, -9999.0, -9999.0, -9999.0, -9999.0, -9999.0, -9999.0, -9999.0, -9999.0, -9999.0, -9999.0, -9999.0, -9999.0, -9999.0, -9999.0, -9999.0, -9999.0, -9999.0, -9999.0, -9999.0, -9999.0, -9999.0, -9999.0, -9999.0, -9999.0, -9999.0, -9999.0, -9999.0, -9999.0, -9999.0, -9999.0, -9999.0, -9999.0, -9999.0, -9999.0, -9999.0, -9999.0, -9999.0, -9999.0, -9999.0, -9999.0, -9999.0, -9999.0, -9999.0, -9999.0, -9999.0, -9999.0, -9999.0, -9999.0, -9999.0, -9999.0, -9999.0, -9999.0, -9999.0, -9999.0, -9999.0, -9999.0, -9999.0, -9999.0, -9999.0, -9999.0, -9999.0, -9999.0, -9999.0, -9999.0, -9999.0, -9999.0, -9999.0, -9999.0, -9999.0, -9999.0, -9999.0, -9999.0, -9999.0, -9999.0, -9999.0, -9999.0, -9999.0, -9999.0, -9999.0, -9999.0, -9999.0, -9999.0, -9999.0, -9999.0, -9999.0, -9999.0, -9999.0, -9999.0, -9999.0, -9999.0, -9999.0, -9999.0, -9999.0, -9999.0, -9999.0, -9999.0, -9999.0, -9999.0, -9999.0, -9999.0, -9999.0, -9999.0, -9999.0, -9999.0, -9999.0, -9999.0, -9999.0, -9999.0, -9999.0, -9999.0, -9999.0, -9999.0, -9999.0, -9999.0, -9999.0, -9999.0, -9999.0, -9999.0, -9999.0, -9999.0, -9999.0, -9999.0, -9999.0, -9999.0, -9999.0, -9999.0, -9999.0, -9999.0, -9999.0, -9999.0, -9999.0, -9999.0, -9999.0, -9999.0, -9999.0, -9999.0, -9999.0, -9999.0, -9999.0, -9999.0, -9999.0, -9999.0, -9999.0, -9999.0, -9999.0, -9999.0]
floatingse.memload0.lc:Py | intermediate | N/m | [0.0, 0.0, 0.0, 0.0, 0.0, 0.0, 0.0, 0.0, 0.0, 0.0, 0.0, 0.0, 0.0, 0.0, 0.0, 0.0, 0.0, 0.0, 0.0, -9999.0, -9999.0, -9999.0, -9999.0, -9999.0, -9999.0, -9999.0, -9999.0, -9999.0, -9999.0, -9999.0, -9999.0, -9999.0, -9999.0, -9999.0, -9999.0, -9999.0, -9999.0, -9999.0, -9999.0, -9999.0, -9999.0, -9999.0, -9999.0, -9999.0, -9999.0, -9999.0, -9999.0, -9999.0, -9999.0, -9999.0, -9999.0, -9999.0, -9999.0, -9999.0, -9999.0, -9999.0, -9999.0, -9999.0, -9999.0, -9999.0, -9999.0, -9999.0, -9999.0, -9999.0, -9999.0, -9999.0, -9999.0, -9999.0, -9999.0, -9999.0, -9999.0, -9999.0, -9999.0, -9999.0, -9999.0, -9999.0, -9999.0, -9999.0, -9999.0, -9999.0, -9999.0, -9999.0, -9999.0, -9999.0, -9999.0, -9999.0, -9999.0, -9999.0, -9999.0, -9999.0, -9999.0, -9999.0, -9999.0, -9999.0, -9999.0, -9999.0, -9999.0, -9999.0, -9999.0, -9999.0, -9999.0, -9999.0, -9999.0, -9999.0, -9999.0, -9999.0, -9999.0, -9999.0, -9999.0, -9999.0, -9999.0, -9999.0, -9999.0, -9999.0, -9999.0, -9999.0, -9999.0, -9999.0, -9999.0, -9999.0, -9999.0, -9999.0, -9999.0, -9999.0, -9999.0, -9999.0, -9999.0, -9999.0, -9999.0, -9999.0, -9999.0, -9999.0, -9999.0, -9999.0, -9999.0, -9999.0, -9999.0, -9999.0, -9999.0, -9999.0, -9999.0, -9999.0, -9999.0, -9999.0, -9999.0, -9999.0, -9999.0, -9999.0, -9999.0, -9999.0, -9999.0, -9999.0, -9999.0, -9999.0, -9999.0, -9999.0, -9999.0, -9999.0, -9999.0, -9999.0, -9999.0, -9999.0, -9999.0, -9999.0, -9999.0, -9999.0, -9999.0, -9999.0, -9999.0, -9999.0, -9999.0, -9999.0, -9999.0, -9999.0, -9999.0, -9999.0, -9999.0, -9999.0, -9999.0, -9999.0, -9999.0, -9999.0, -9999.0, -9999.0, -9999.0, -9999.0, -9999.0, -9999.0, -9999.0, -9999.0, -9999.0, -9999.0, -9999.0, -9999.0, -9999.0, -9999.0, -9999.0, -9999.0, -9999.0, -9999.0]
floatingse.memload0.lc:Pz | intermediate | N/m | [-673.0526993197468, -677.7426413650791, -1281.5726797016066, -1283.9176507242728, -1845.552280478946, -5080.256582366703, -5290.974949420276, -5510.521889050107, -11011.53613569528, -11032.73464916983, -17382.537375335898, -57154.22753063959, -57189.76716154651, -57143.2542430355, -49752.35149163771, -41151.176156120826, -668.5133753508219, -869.834967887173, -871.2832204771764, -9999.0, -9999.0, -9999.0, -9999.0, -9999.0, -9999.0, -9999.0, -9999.0, -9999.0, -9999.0, -9999.0, -9999.0, -9999.0, -9999.0, -9999.0, -9999.0, -9999.0, -9999.0, -9999.0, -9999.0, -9999.0, -9999.0, -9999.0, -9999.0, -9999.0, -9999.0, -9999.0, -9999.0, -9999.0, -9999.0, -9999.0, -9999.0, -9999.0, -9999.0, -9999.0, -9999.0, -9999.0, -9999.0, -9999.0, -9999.0, -9999.0, -9999.0, -9999.0, -9999.0, -9999.0, -9999.0, -9999.0, -9999.0, -9999.0, -9999.0, -9999.0, -9999.0, -9999.0, -9999.0, -9999.0, -9999.0, -9999.0, -9999.0, -9999.0, -9999.0, -9999.0, -9999.0, -9999.0, -9999.0, -9999.0, -9999.0, -9999.0, -9999.0, -9999.0, -9999.0, -9999.0, -9999.0, -9999.0, -9999.0, -9999.0, -9999.0, -9999.0, -9999.0, -9999.0, -9999.0, -9999.0, -9999.0, -9999.0, -9999.0, -9999.0, -9999.0, -9999.0, -9999.0, -9999.0, -9999.0, -9999.0, -9999.0, -9999.0, -9999.0, -9999.0, -9999.0, -9999.0, -9999.0, -9999.0, -9999.0, -9999.0, -9999.0, -9999.0, -9999.0, -9999.0, -9999.0, -9999.0, -9999.0, -9999.0, -9999.0, -9999.0, -9999.0, -9999.0, -9999.0, -9999.0, -9999.0, -9999.0, -9999.0, -9999.0, -9999.0, -9999.0, -9999.0, -9999.0, -9999.0, -9999.0, -9999.0, -9999.0, -9999.0, -9999.0, -9999.0, -9999.0, -9999.0, -9999.0, -9999.0, -9999.0, -9999.0, -9999.0, -9999.0, -9999.0, -9999.0, -9999.0, -9999.0, -9999.0, -9999.0, -9999.0, -9999.0, -9999.0, -9999.0, -9999.0, -9999.0, -9999.0, -9999.0, -9999.0, -9999.0, -9999.0, -9999.0, -9999.0, -9999.0, -9999.0, -9999.0, -9999.0, -9999.0, -9999.0, -9999.0, -9999.0, -9999.0, -9999.0, -9999.0, -9999.0, -9999.0, -9999.0, -9999.0, -9999.0, -9999.0, -9999.0, -9999.0, -9999.0, -9999.0, -9999.0, -9999.0, -9999.0]
floatingse.memload0.lc:qdyn | intermediate | Pa | [1206419.301359609, 1205415.8261305129, 1076218.3903843828, 1075716.6527698347, 955547.4836598829, 705405.5485439049, 695431.5777514351, 685460.6897982301, 556960.6005223215, 556465.4171339751, 408138.18498867395, 140114.67694152024, 139875.17350293926, 139645.84750594158, 103205.94658301258, 67203.8382204411, 128.56026449054266, 167.27595536291787, 167.55446547638007, -9999.0, -9999.0, -9999.0, -9999.0, -9999.0, -9999.0, -9999.0, -9999.0, -9999.0, -9999.0, -9999.0, -9999.0, -9999.0, -9999.0, -9999.0, -9999.0, -9999.0, -9999.0, -9999.0, -9999.0, -9999.0, -9999.0, -9999.0, -9999.0, -9999.0, -9999.0, -9999.0, -9999.0, -9999.0, -9999.0, -9999.0, -9999.0, -9999.0, -9999.0, -9999.0, -9999.0, -9999.0, -9999.0, -9999.0, -9999.0, -9999.0, -9999.0, -9999.0, -9999.0, -9999.0, -9999.0, -9999.0, -9999.0, -9999.0, -9999.0, -9999.0, -9999.0, -9999.0, -9999.0, -9999.0, -9999.0, -9999.0, -9999.0, -9999.0, -9999.0, -9999.0, -9999.0, -9999.0, -9999.0, -9999.0, -9999.0, -9999.0, -9999.0, -9999.0, -9999.0, -9999.0, -9999.0, -9999.0, -9999.0, -9999.0, -9999.0, -9999.0, -9999.0, -9999.0, -9999.0, -9999.0, -9999.0, -9999.0, -9999.0, -9999.0, -9999.0, -9999.0, -9999.0, -9999.0, -9999.0, -9999.0, -9999.0, -9999.0, -9999.0, -9999.0, -9999.0, -9999.0, -9999.0, -9999.0, -9999.0, -9999.0, -9999.0, -9999.0, -9999.0, -9999.0, -9999.0, -9999.0, -9999.0, -9999.0, -9999.0, -9999.0, -9999.0, -9999.0, -9999.0, -9999.0, -9999.0, -9999.0, -9999.0, -9999.0, -9999.0, -9999.0, -9999.0, -9999.0, -9999.0, -9999.0, -9999.0, -9999.0, -9999.0, -9999.0, -9999.0, -9999.0, -9999.0, -9999.0, -9999.0, -9999.0, -9999.0, -9999.0, -9999.0, -9999.0, -9999.0, -9999.0, -9999.0, -9999.0, -9999.0, -9999.0, -9999.0, -9999.0, -9999.0, -9999.0, -9999.0, -9999.0, -9999.0, -9999.0, -9999.0, -9999.0, -9999.0, -9999.0, -9999.0, -9999.0, -9999.0, -9999.0, -9999.0, -9999.0, -9999.0, -9999.0, -9999.0, -9999.0, -9999.0, -9999.0, -9999.0, -9999.0, -9999.0, -9999.0, -9999.0, -9999.0, -9999.0, -9999.0, -9999.0, -9999.0, -9999.0, -9999.0]
floatingse.memload1.env.distLoads.windLoads_Px | intermediate | N/m | [0.0, 0.0, 0.0]
floatingse.memload1.env.distLoads.windLoads_Py | intermediate | N/m | [0.0, 0.0, 0.0]
floatingse.memload1.env.distLoads.windLoads_Pz | intermediate | N/m | [0.0, 0.0, 0.0]
floatingse.memload1.env.distLoads.windLoads_qdyn | intermediate | N/m**2 | [0.0, 0.0, 0.0]
floatingse.memload1.env.distLoads.windLoads_z | intermediate | m | [-70.0, -69.99969999999999, -69.9994]
floatingse.memload1.env.distLoads.windLoads_beta | intermediate | deg | 0
floatingse.memload1.env.distLoads.waveLoads_Px | intermediate | N/m | [64.76441425839386, 64.7652897664171, 64.76616528725654]
floatingse.memload1.env.distLoads.waveLoads_Py | intermediate | N/m | [0.0, 0.0, 0.0]
floatingse.memload1.env.distLoads.waveLoads_Pz | intermediate | N/m | [0.0, 0.0, 0.0]
floatingse.memload1.env.distLoads.waveLoads_qdyn | intermediate | N/m**2 | [705411.535622967, 705408.5420833029, 705405.5485439049]
floatingse.memload1.env.distLoads.waveLoads_z | intermediate | m | [-70.0, -69.99969999999999, -69.9994]
floatingse.memload1.env.distLoads.waveLoads_beta | intermediate | deg | 0
floatingse.memload1.z_global | intermediate | m | [-70.0, -69.99969999999999, -69.9994]
floatingse.memload1.env.waveLoads.U | intermediate | m/s | [0.11257197694567823, 0.11257333653392522, 0.11257469613859242]
floatingse.memload1.env.waveLoads.A | intermediate | m/s**2 | [0.07073105915452446, 0.07073191340901419, 0.07073276767382104]
floatingse.memload1.env.waveLoads.p | intermediate | N/m**2 | [705405.0409923454, 705402.0472958024, 705399.053599522]
floatingse.memload1.outer_diameter_full | intermediate | m | [1.0, 1.0, 1.0]
floatingse.memload1.ca_usr | intermediate |  | [-1.0, -1.0, -1.0]
floatingse.memload1.cd_usr | intermediate |  | [-1.0, -1.0, -1.0]
floatingse.memload1.env.windLoads.U | intermediate | m/s | [0.0, 0.0, 0.0]
floatingse.member1:joint1 | intermediate | m | [5.2, 0.0, -70.0]
floatingse.member1:joint2 | intermediate | m | [0.0, 0.0, -69.9994]
floatingse.memload1.s_full | intermediate | m | [0.0, 0.5, 1.0]
floatingse.memload1.s_all | intermediate |  | [0.0, 0.003846153820550751, 0.09230769835002262, 0.09615385217057337, 0.5, 1.0, -9999.0, -9999.0, -9999.0, -9999.0, -9999.0, -9999.0, -9999.0, -9999.0, -9999.0, -9999.0, -9999.0, -9999.0, -9999.0, -9999.0, -9999.0, -9999.0, -9999.0, -9999.0, -9999.0, -9999.0, -9999.0, -9999.0, -9999.0, -9999.0, -9999.0, -9999.0, -9999.0, -9999.0, -9999.0, -9999.0, -9999.0, -9999.0, -9999.0, -9999.0, -9999.0, -9999.0, -9999.0, -9999.0, -9999.0, -9999.0, -9999.0, -9999.0, -9999.0, -9999.0, -9999.0, -9999.0, -9999.0, -9999.0, -9999.0, -9999.0, -9999.0, -9999.0, -9999.0, -9999.0, -9999.0, -9999.0, -9999.0, -9999.0, -9999.0, -9999.0, -9999.0, -9999.0, -9999.0, -9999.0, -9999.0, -9999.0, -9999.0, -9999.0, -9999.0, -9999.0, -9999.0, -9999.0, -9999.0, -9999.0, -9999.0, -9999.0, -9999.0, -9999.0, -9999.0, -9999.0, -9999.0, -9999.0, -9999.0, -9999.0, -9999.0, -9999.0, -9999.0, -9999.0, -9999.0, -9999.0, -9999.0, -9999.0, -9999.0, -9999.0, -9999.0, -9999.0, -9999.0, -9999.0, -9999.0, -9999.0, -9999.0, -9999.0, -9999.0, -9999.0, -9999.0, -9999.0, -9999.0, -9999.0, -9999.0, -9999.0, -9999.0, -9999.0, -9999.0, -9999.0, -9999.0, -9999.0, -9999.0, -9999.0, -9999.0, -9999.0, -9999.0, -9999.0, -9999.0, -9999.0, -9999.0, -9999.0, -9999.0, -9999.0, -9999.0, -9999.0, -9999.0, -9999.0, -9999.0, -9999.0, -9999.0, -9999.0, -9999.0, -9999.0, -9999.0, -9999.0, -9999.0, -9999.0, -9999.0, -9999.0, -9999.0, -9999.0, -9999.0, -9999.0, -9999.0, -9999.0, -9999.0, -9999.0, -9999.0, -9999.0, -9999.0, -9999.0, -9999.0, -9999.0, -9999.0, -9999.0, -9999.0, -9999.0, -9999.0, -9999.0, -9999.0, -9999.0, -9999.0, -9999.0, -9999.0, -9999.0, -9999.0, -9999.0, -9999.0, -9999.0, -9999.0, -9999.0, -9999.0, -9999.0, -9999.0, -9999.0, -9999.0, -9999.0, -9999.0, -9999.0, -9999.0, -9999.0, -9999.0, -9999.0, -9999.0, -9999.0, -9999.0, -9999.0, -9999.0, -9999.0]
floatingse.memload1.g2e.Px_global | intermediate | N/m | [64.76441425839386, 64.7652897664171, 64.76616528725654]
floatingse.memload1.g2e.Py_global | intermediate | N/m | [0.0, 0.0, 0.0]
floatingse.memload1.g2e.Pz_global | intermediate | N/m | [0.0, 0.0, 0.0]
floatingse.memload1.g2e.qdyn_global | intermediate | Pa | [705411.535622967, 705408.5420833029, 705405.5485439049]
floatingse.memload1.lc:Px | intermediate | N/m | [-64.76441391157574, -64.76442064625276, -64.7645755438359, -64.76458227851293, -64.7652894195943, -64.76616494042905, -9999.0, -9999.0, -9999.0, -9999.0, -9999.0, -9999.0, -9999.0, -9999.0, -9999.0, -9999.0, -9999.0, -9999.0, -9999.0, -9999.0, -9999.0, -9999.0, -9999.0, -9999.0, -9999.0, -9999.0, -9999.0, -9999.0, -9999.0, -9999.0, -9999.0, -9999.0, -9999.0, -9999.0, -9999.0, -9999.0, -9999.0, -9999.0, -9999.0, -9999.0, -9999.0, -9999.0, -9999.0, -9999.0, -9999.0, -9999.0, -9999.0, -9999.0, -9999.0, -9999.0, -9999.0, -9999.0, -9999.0, -9999.0, -9999.0, -9999.0, -9999.0, -9999.0, -9999.0, -9999.0, -9999.0, -9999.0, -9999.0, -9999.0, -9999.0, -9999.0, -9999.0, -9999.0, -9999.0, -9999.0, -9999.0, -9999.0, -9999.0, -9999.0, -9999.0, -9999.0, -9999.0, -9999.0, -9999.0, -9999.0, -9999.0, -9999.0, -9999.0, -9999.0, -9999.0, -9999.0, -9999.0, -9999.0, -9999.0, -9999.0, -9999.0, -9999.0, -9999.0, -9999.0, -9999.0, -9999.0, -9999.0, -9999.0, -9999.0, -9999.0, -9999.0, -9999.0, -9999.0, -9999.0, -9999.0, -9999.0, -9999.0, -9999.0, -9999.0, -9999.0, -9999.0, -9999.0, -9999.0, -9999.0, -9999.0, -9999.0, -9999.0, -9999.0, -9999.0, -9999.0, -9999.0, -9999.0, -9999.0, -9999.0, -9999.0, -9999.0, -9999.0, -9999.0, -9999.0, -9999.0, -9999.0, -9999.0, -9999.0, -9999.0, -9999.0, -9999.0, -9999.0, -9999.0, -9999.0, -9999.0, -9999.0, -9999.0, -9999.0, -9999.0, -9999.0, -9999.0, -9999.0, -9999.0, -9999.0, -9999.0, -9999.0, -9999.0, -9999.0, -9999.0, -9999.0, -9999.0, -9999.0, -9999.0, -9999.0, -9999.0, -9999.0, -9999.0, -9999.0, -9999.0, -9999.0, -9999.0, -9999.0, -9999.0, -9999.0, -9999.0, -9999.0, -9999.0, -9999.0, -9999.0, -9999.0, -9999.0, -9999.0, -9999.0, -9999.0, -9999.0, -9999.0, -9999.0, -9999.0, -9999.0, -9999.0, -9999.0, -9999.0, -9999.0, -9999.0, -9999.0, -9999.0, -9999.0, -9999.0, -9999.0, -9999.0, -9999.0, -9999.0, -9999.0, -9999.0, -9999.0]
floatingse.memload1.lc:Py | intermediate | N/m | [0.0, 0.0, 0.0, 0.0, 0.0, 0.0, -9999.0, -9999.0, -9999.0, -9999.0, -9999.0, -9999.0, -9999.0, -9999.0, -9999.0, -9999.0, -9999.0, -9999.0, -9999.0, -9999.0, -9999.0, -9999.0, -9999.0, -9999.0, -9999.0, -9999.0, -9999.0, -9999.0, -9999.0, -9999.0, -9999.0, -9999.0, -9999.0, -9999.0, -9999.0, -9999.0, -9999.0, -9999.0, -9999.0, -9999.0, -9999.0, -9999.0, -9999.0, -9999.0, -9999.0, -9999.0, -9999.0, -9999.0, -9999.0, -9999.0, -9999.0, -9999.0, -9999.0, -9999.0, -9999.0, -9999.0, -9999.0, -9999.0, -9999.0, -9999.0, -9999.0, -9999.0, -9999.0, -9999.0, -9999.0, -9999.0, -9999.0, -9999.0, -9999.0, -9999.0, -9999.0, -9999.0, -9999.0, -9999.0, -9999.0, -9999.0, -9999.0, -9999.0, -9999.0, -9999.0, -9999.0, -9999.0, -9999.0, -9999.0, -9999.0, -9999.0, -9999.0, -9999.0, -9999.0, -9999.0, -9999.0, -9999.0, -9999.0, -9999.0, -9999.0, -9999.0, -9999.0, -9999.0, -9999.0, -9999.0, -9999.0, -9999.0, -9999.0, -9999.0, -9999.0, -9999.0, -9999.0, -9999.0, -9999.0, -9999.0, -9999.0, -9999.0, -9999.0, -9999.0, -9999.0, -9999.0, -9999.0, -9999.0, -9999.0, -9999.0, -9999.0, -9999.0, -9999.0, -9999.0, -9999.0, -9999.0, -9999.0, -9999.0, -9999.0, -9999.0, -9999.0, -9999.0, -9999.0, -9999.0, -9999.0, -9999.0, -9999.0, -9999.0, -9999.0, -9999.0, -9999.0, -9999.0, -9999.0, -9999.0, -9999.0, -9999.0, -9999.0, -9999.0, -9999.0, -9999.0, -9999.0, -9999.0, -9999.0, -9999.0, -9999.0, -9999.0, -9999.0, -9999.0, -9999.0, -9999.0, -9999.0, -9999.0, -9999.0, -9999.0, -9999.0, -9999.0, -9999.0, -9999.0, -9999.0, -9999.0, -9999.0, -9999.0, -9999.0, -9999.0, -9999.0, -9999.0, -9999.0, -9999.0, -9999.0, -9999.0, -9999.0, -9999.0, -9999.0, -9999.0, -9999.0, -9999.0, -9999.0, -9999.0, -9999.0, -9999.0, -9999.0, -9999.0, -9999.0, -9999.0, -9999.0, -9999.0, -9999.0, -9999.0, -9999.0, -9999.0]
floatingse.memload1.lc:Pz | intermediate | N/m | [-0.007472816980140673, -0.007472817757218789, -0.0074728356300168206, -0.007472836407094938, -0.007472918000296529, -0.007473019021931177, -9999.0, -9999.0, -9999.0, -9999.0, -9999.0, -9999.0, -9999.0, -9999.0, -9999.0, -9999.0, -9999.0, -9999.0, -9999.0, -9999.0, -9999.0, -9999.0, -9999.0, -9999.0, -9999.0, -9999.0, -9999.0, -9999.0, -9999.0, -9999.0, -9999.0, -9999.0, -9999.0, -9999.0, -9999.0, -9999.0, -9999.0, -9999.0, -9999.0, -9999.0, -9999.0, -9999.0, -9999.0, -9999.0, -9999.0, -9999.0, -9999.0, -9999.0, -9999.0, -9999.0, -9999.0, -9999.0, -9999.0, -9999.0, -9999.0, -9999.0, -9999.0, -9999.0, -9999.0, -9999.0, -9999.0, -9999.0, -9999.0, -9999.0, -9999.0, -9999.0, -9999.0, -9999.0, -9999.0, -9999.0, -9999.0, -9999.0, -9999.0, -9999.0, -9999.0, -9999.0, -9999.0, -9999.0, -9999.0, -9999.0, -9999.0, -9999.0, -9999.0, -9999.0, -9999.0, -9999.0, -9999.0, -9999.0, -9999.0, -9999.0, -9999.0, -9999.0, -9999.0, -9999.0, -9999.0, -9999.0, -9999.0, -9999.0, -9999.0, -9999.0, -9999.0, -9999.0, -9999.0, -9999.0, -9999.0, -9999.0, -9999.0, -9999.0, -9999.0, -9999.0, -9999.0, -9999.0, -9999.0, -9999.0, -9999.0, -9999.0, -9999.0, -9999.0, -9999.0, -9999.0, -9999.0, -9999.0, -9999.0, -9999.0, -9999.0, -9999.0, -9999.0, -9999.0, -9999.0, -9999.0, -9999.0, -9999.0, -9999.0, -9999.0, -9999.0, -9999.0, -9999.0, -9999.0, -9999.0, -9999.0, -9999.0, -9999.0, -9999.0, -9999.0, -9999.0, -9999.0, -9999.0, -9999.0, -9999.0, -9999.0, -9999.0, -9999.0, -9999.0, -9999.0, -9999.0, -9999.0, -9999.0, -9999.0, -9999.0, -9999.0, -9999.0, -9999.0, -9999.0, -9999.0, -9999.0, -9999.0, -9999.0, -9999.0, -9999.0, -9999.0, -9999.0, -9999.0, -9999.0, -9999.0, -9999.0, -9999.0, -9999.0, -9999.0, -9999.0, -9999.0, -9999.0, -9999.0, -9999.0, -9999.0, -9999.0, -9999.0, -9999.0, -9999.0, -9999.0, -9999.0, -9999.0, -9999.0, -9999.0, -9999.0, -9999.0, -9999.0, -9999.0, -9999.0, -9999.0, -9999.0]
floatingse.memload1.lc:qdyn | intermediate | Pa | [705411.535622967, 705411.512595739, 705410.9829694544, 705410.9599422264, 705408.5420833029, 705405.5485439049, -9999.0, -9999.0, -9999.0, -9999.0, -9999.0, -9999.0, -9999.0, -9999.0, -9999.0, -9999.0, -9999.0, -9999.0, -9999.0, -9999.0, -9999.0, -9999.0, -9999.0, -9999.0, -9999.0, -9999.0, -9999.0, -9999.0, -9999.0, -9999.0, -9999.0, -9999.0, -9999.0, -9999.0, -9999.0, -9999.0, -9999.0, -9999.0, -9999.0, -9999.0, -9999.0, -9999.0, -9999.0, -9999.0, -9999.0, -9999.0, -9999.0, -9999.0, -9999.0, -9999.0, -9999.0, -9999.0, -9999.0, -9999.0, -9999.0, -9999.0, -9999.0, -9999.0, -9999.0, -9999.0, -9999.0, -9999.0, -9999.0, -9999.0, -9999.0, -9999.0, -9999.0, -9999.0, -9999.0, -9999.0, -9999.0, -9999.0, -9999.0, -9999.0, -9999.0, -9999.0, -9999.0, -9999.0, -9999.0, -9999.0, -9999.0, -9999.0, -9999.0, -9999.0, -9999.0, -9999.0, -9999.0, -9999.0, -9999.0, -9999.0, -9999.0, -9999.0, -9999.0, -9999.0, -9999.0, -9999.0, -9999.0, -9999.0, -9999.0, -9999.0, -9999.0, -9999.0, -9999.0, -9999.0, -9999.0, -9999.0, -9999.0, -9999.0, -9999.0, -9999.0, -9999.0, -9999.0, -9999.0, -9999.0, -9999.0, -9999.0, -9999.0, -9999.0, -9999.0, -9999.0, -9999.0, -9999.0, -9999.0, -9999.0, -9999.0, -9999.0, -9999.0, -9999.0, -9999.0, -9999.0, -9999.0, -9999.0, -9999.0, -9999.0, -9999.0, -9999.0, -9999.0, -9999.0, -9999.0, -9999.0, -9999.0, -9999.0, -9999.0, -9999.0, -9999.0, -9999.0, -9999.0, -9999.0, -9999.0, -9999.0, -9999.0, -9999.0, -9999.0, -9999.0, -9999.0, -9999.0, -9999.0, -9999.0, -9999.0, -9999.0, -9999.0, -9999.0, -9999.0, -9999.0, -9999.0, -9999.0, -9999.0, -9999.0, -9999.0, -9999.0, -9999.0, -9999.0, -9999.0, -9999.0, -9999.0, -9999.0, -9999.0, -9999.0, -9999.0, -9999.0, -9999.0, -9999.0, -9999.0, -9999.0, -9999.0, -9999.0, -9999.0, -9999.0, -9999.0, -9999.0, -9999.0, -9999.0, -9999.0, -9999.0, -9999.0, -9999.0, -9999.0, -9999.0, -9999.0, -9999.0]
floatingse.memload2.env.distLoads.windLoads_Px | intermediate | N/m | [0.0, 0.0, 0.0]
floatingse.memload2.env.distLoads.windLoads_Py | intermediate | N/m | [0.0, 0.0, 0.0]
floatingse.memload2.env.distLoads.windLoads_Pz | intermediate | N/m | [0.0, 0.0, 0.0]
floatingse.memload2.env.distLoads.windLoads_qdyn | intermediate | N/m**2 | [0.0, 0.0, 0.0]
floatingse.memload2.env.distLoads.windLoads_z | intermediate | m | [-70.0, -69.99969999999999, -69.9994]
floatingse.memload2.env.distLoads.windLoads_beta | intermediate | deg | 0
floatingse.memload2.env.distLoads.waveLoads_Px | intermediate | N/m | [64.76441425839386, 64.7652897664171, 64.76616528725654]
floatingse.memload2.env.distLoads.waveLoads_Py | intermediate | N/m | [0.0, 0.0, 0.0]
floatingse.memload2.env.distLoads.waveLoads_Pz | intermediate | N/m | [0.0, 0.0, 0.0]
floatingse.memload2.env.distLoads.waveLoads_qdyn | intermediate | N/m**2 | [705411.535622967, 705408.5420833029, 705405.5485439049]
floatingse.memload2.env.distLoads.waveLoads_z | intermediate | m | [-70.0, -69.99969999999999, -69.9994]
floatingse.memload2.env.distLoads.waveLoads_beta | intermediate | deg | 0
floatingse.memload2.z_global | intermediate | m | [-70.0, -69.99969999999999, -69.9994]
floatingse.memload2.env.waveLoads.U | intermediate | m/s | [0.11257197694567823, 0.11257333653392522, 0.11257469613859242]
floatingse.memload2.env.waveLoads.A | intermediate | m/s**2 | [0.07073105915452446, 0.07073191340901419, 0.07073276767382104]
floatingse.memload2.env.waveLoads.p | intermediate | N/m**2 | [705405.0409923454, 705402.0472958024, 705399.053599522]
floatingse.memload2.outer_diameter_full | intermediate | m | [1.0, 1.0, 1.0]
floatingse.memload2.ca_usr | intermediate |  | [-1.0, -1.0, -1.0]
floatingse.memload2.cd_usr | intermediate |  | [-1.0, -1.0, -1.0]
floatingse.memload2.env.windLoads.U | intermediate | m/s | [0.0, 0.0, 0.0]
floatingse.member2:joint1 | intermediate | m | [-2.5999999999999988, 4.503332099679081, -70.0]
floatingse.member2:joint2 | intermediate | m | [0.0, 0.0, -69.9994]
floatingse.memload2.s_full | intermediate | m | [0.0, 0.5, 1.0]
floatingse.memload2.s_all | intermediate |  | [0.0, 0.003846153820550751, 0.09230769835002262, 0.09615385217057337, 0.5, 1.0, -9999.0, -9999.0, -9999.0, -9999.0, -9999.0, -9999.0, -9999.0, -9999.0, -9999.0, -9999.0, -9999.0, -9999.0, -9999.0, -9999.0, -9999.0, -9999.0, -9999.0, -9999.0, -9999.0, -9999.0, -9999.0, -9999.0, -9999.0, -9999.0, -9999.0, -9999.0, -9999.0, -9999.0, -9999.0, -9999.0, -9999.0, -9999.0, -9999.0, -9999.0, -9999.0, -9999.0, -9999.0, -9999.0, -9999.0, -9999.0, -9999.0, -9999.0, -9999.0, -9999.0, -9999.0, -9999.0, -9999.0, -9999.0, -9999.0, -9999.0, -9999.0, -9999.0, -9999.0, -9999.0, -9999.0, -9999.0, -9999.0, -9999.0, -9999.0, -9999.0, -9999.0, -9999.0, -9999.0, -9999.0, -9999.0, -9999.0, -9999.0, -9999.0, -9999.0, -9999.0, -9999.0, -9999.0, -9999.0, -9999.0, -9999.0, -9999.0, -9999.0, -9999.0, -9999.0, -9999.0, -9999.0, -9999.0, -9999.0, -9999.0, -9999.0, -9999.0, -9999.0, -9999.0, -9999.0, -9999.0, -9999.0, -9999.0, -9999.0, -9999.0, -9999.0, -9999.0, -9999.0, -9999.0, -9999.0, -9999.0, -9999.0, -9999.0, -9999.0, -9999.0, -9999.0, -9999.0, -9999.0, -9999.0, -9999.0, -9999.0, -9999.0, -9999.0, -9999.0, -9999.0, -9999.0, -9999.0, -9999.0, -9999.0, -9999.0, -9999.0, -9999.0, -9999.0, -9999.0, -9999.0, -9999.0, -9999.0, -9999.0, -9999.0, -9999.0, -9999.0, -9999.0, -9999.0, -9999.0, -9999.0, -9999.0, -9999.0, -9999.0, -9999.0, -9999.0, -9999.0, -9999.0, -9999.0, -9999.0, -9999.0, -9999.0, -9999.0, -9999.0, -9999.0, -9999.0, -9999.0, -9999.0, -9999.0, -9999.0, -9999.0, -9999.0, -9999.0, -9999.0, -9999.0, -9999.0, -9999.0, -9999.0, -9999.0, -9999.0, -9999.0, -9999.0, -9999.0, -9999.0, -9999.0, -9999.0, -9999.0, -9999.0, -9999.0, -9999.0, -9999.0, -9999.0, -9999.0, -9999.0, -9999.0, -9999.0, -9999.0, -9999.0, -9999.0, -9999.0, -9999.0, -9999.0, -9999.0, -9999.0, -9999.0, -9999.0, -9999.0, -9999.0, -9999.0, -9999.0, -9999.0]
floatingse.memload2.g2e.Px_global | intermediate | N/m | [64.76441425839386, 64.7652897664171, 64.76616528725654]
floatingse.memload2.g2e.Py_global | intermediate | N/m | [0.0, 0.0, 0.0]
floatingse.memload2.g2e.Pz_global | intermediate | N/m | [0.0, 0.0, 0.0]
floatingse.memload2.g2e.qdyn_global | intermediate | Pa | [705411.535622967, 705408.5420833029, 705405.5485439049]
floatingse.memload2.lc:Px | intermediate | N/m | [32.382206913634896, 32.3822102809734, 32.38228772976487, 32.382291097103376, 32.3826446676436, 32.383082428060405, -9999.0, -9999.0, -9999.0, -9999.0, -9999.0, -9999.0, -9999.0, -9999.0, -9999.0, -9999.0, -9999.0, -9999.0, -9999.0, -9999.0, -9999.0, -9999.0, -9999.0, -9999.0, -9999.0, -9999.0, -9999.0, -9999.0, -9999.0, -9999.0, -9999.0, -9999.0, -9999.0, -9999.0, -9999.0, -9999.0, -9999.0, -9999.0, -9999.0, -9999.0, -9999.0, -9999.0, -9999.0, -9999.0, -9999.0, -9999.0, -9999.0, -9999.0, -9999.0, -9999.0, -9999.0, -9999.0, -9999.0, -9999.0, -9999.0, -9999.0, -9999.0, -9999.0, -9999.0, -9999.0, -9999.0, -9999.0, -9999.0, -9999.0, -9999.0, -9999.0, -9999.0, -9999.0, -9999.0, -9999.0, -9999.0, -9999.0, -9999.0, -9999.0, -9999.0, -9999.0, -9999.0, -9999.0, -9999.0, -9999.0, -9999.0, -9999.0, -9999.0, -9999.0, -9999.0, -9999.0, -9999.0, -9999.0, -9999.0, -9999.0, -9999.0, -9999.0, -9999.0, -9999.0, -9999.0, -9999.0, -9999.0, -9999.0, -9999.0, -9999.0, -9999.0, -9999.0, -9999.0, -9999.0, -9999.0, -9999.0, -9999.0, -9999.0, -9999.0, -9999.0, -9999.0, -9999.0, -9999.0, -9999.0, -9999.0, -9999.0, -9999.0, -9999.0, -9999.0, -9999.0, -9999.0, -9999.0, -9999.0, -9999.0, -9999.0, -9999.0, -9999.0, -9999.0, -9999.0, -9999.0, -9999.0, -9999.0, -9999.0, -9999.0, -9999.0, -9999.0, -9999.0, -9999.0, -9999.0, -9999.0, -9999.0, -9999.0, -9999.0, -9999.0, -9999.0, -9999.0, -9999.0, -9999.0, -9999.0, -9999.0, -9999.0, -9999.0, -9999.0, -9999.0, -9999.0, -9999.0, -9999.0, -9999.0, -9999.0, -9999.0, -9999.0, -9999.0, -9999.0, -9999.0, -9999.0, -9999.0, -9999.0, -9999.0, -9999.0, -9999.0, -9999.0, -9999.0, -9999.0, -9999.0, -9999.0, -9999.0, -9999.0, -9999.0, -9999.0, -9999.0, -9999.0, -9999.0, -9999.0, -9999.0, -9999.0, -9999.0, -9999.0, -9999.0, -9999.0, -9999.0, -9999.0, -9999.0, -9999.0, -9999.0, -9999.0, -9999.0, -9999.0, -9999.0, -9999.0, -9999.0]
floatingse.memload2.lc:Py | intermediate | N/m | [56.08762763562382, 56.087633468025196, 56.087767613267005, 56.08777344566838, 56.08838584780811, 56.08914407109157, -9999.0, -9999.0, -9999.0, -9999.0, -9999.0, -9999.0, -9999.0, -9999.0, -9999.0, -9999.0, -9999.0, -9999.0, -9999.0, -9999.0, -9999.0, -9999.0, -9999.0, -9999.0, -9999.0, -9999.0, -9999.0, -9999.0, -9999.0, -9999.0, -9999.0, -9999.0, -9999.0, -9999.0, -9999.0, -9999.0, -9999.0, -9999.0, -9999.0, -9999.0, -9999.0, -9999.0, -9999.0, -9999.0, -9999.0, -9999.0, -9999.0, -9999.0, -9999.0, -9999.0, -9999.0, -9999.0, -9999.0, -9999.0, -9999.0, -9999.0, -9999.0, -9999.0, -9999.0, -9999.0, -9999.0, -9999.0, -9999.0, -9999.0, -9999.0, -9999.0, -9999.0, -9999.0, -9999.0, -9999.0, -9999.0, -9999.0, -9999.0, -9999.0, -9999.0, -9999.0, -9999.0, -9999.0, -9999.0, -9999.0, -9999.0, -9999.0, -9999.0, -9999.0, -9999.0, -9999.0, -9999.0, -9999.0, -9999.0, -9999.0, -9999.0, -9999.0, -9999.0, -9999.0, -9999.0, -9999.0, -9999.0, -9999.0, -9999.0, -9999.0, -9999.0, -9999.0, -9999.0, -9999.0, -9999.0, -9999.0, -9999.0, -9999.0, -9999.0, -9999.0, -9999.0, -9999.0, -9999.0, -9999.0, -9999.0, -9999.0, -9999.0, -9999.0, -9999.0, -9999.0, -9999.0, -9999.0, -9999.0, -9999.0, -9999.0, -9999.0, -9999.0, -9999.0, -9999.0, -9999.0, -9999.0, -9999.0, -9999.0, -9999.0, -9999.0, -9999.0, -9999.0, -9999.0, -9999.0, -9999.0, -9999.0, -9999.0, -9999.0, -9999.0, -9999.0, -9999.0, -9999.0, -9999.0, -9999.0, -9999.0, -9999.0, -9999.0, -9999.0, -9999.0, -9999.0, -9999.0, -9999.0, -9999.0, -9999.0, -9999.0, -9999.0, -9999.0, -9999.0, -9999.0, -9999.0, -9999.0, -9999.0, -9999.0, -9999.0, -9999.0, -9999.0, -9999.0, -9999.0, -9999.0, -9999.0, -9999.0, -9999.0, -9999.0, -9999.0, -9999.0, -9999.0, -9999.0, -9999.0, -9999.0, -9999.0, -9999.0, -9999.0, -9999.0, -9999.0, -9999.0, -9999.0, -9999.0, -9999.0, -9999.0, -9999.0, -9999.0, -9999.0, -9999.0, -9999.0, -9999.0]
floatingse.memload2.lc:Pz | intermediate | N/m | [-0.007472816980140673, -0.007472817757218789, -0.0074728356300168206, -0.007472836407094938, -0.007472918000296529, -0.007473019021931177, -9999.0, -9999.0, -9999.0, -9999.0, -9999.0, -9999.0, -9999.0, -9999.0, -9999.0, -9999.0, -9999.0, -9999.0, -9999.0, -9999.0, -9999.0, -9999.0, -9999.0, -9999.0, -9999.0, -9999.0, -9999.0, -9999.0, -9999.0, -9999.0, -9999.0, -9999.0, -9999.0, -9999.0, -9999.0, -9999.0, -9999.0, -9999.0, -9999.0, -9999.0, -9999.0, -9999.0, -9999.0, -9999.0, -9999.0, -9999.0, -9999.0, -9999.0, -9999.0, -9999.0, -9999.0, -9999.0, -9999.0, -9999.0, -9999.0, -9999.0, -9999.0, -9999.0, -9999.0, -9999.0, -9999.0, -9999.0, -9999.0, -9999.0, -9999.0, -9999.0, -9999.0, -9999.0, -9999.0, -9999.0, -9999.0, -9999.0, -9999.0, -9999.0, -9999.0, -9999.0, -9999.0, -9999.0, -9999.0, -9999.0, -9999.0, -9999.0, -9999.0, -9999.0, -9999.0, -9999.0, -9999.0, -9999.0, -9999.0, -9999.0, -9999.0, -9999.0, -9999.0, -9999.0, -9999.0, -9999.0, -9999.0, -9999.0, -9999.0, -9999.0, -9999.0, -9999.0, -9999.0, -9999.0, -9999.0, -9999.0, -9999.0, -9999.0, -9999.0, -9999.0, -9999.0, -9999.0, -9999.0, -9999.0, -9999.0, -9999.0, -9999.0, -9999.0, -9999.0, -9999.0, -9999.0, -9999.0, -9999.0, -9999.0, -9999.0, -9999.0, -9999.0, -9999.0, -9999.0, -9999.0, -9999.0, -9999.0, -9999.0, -9999.0, -9999.0, -9999.0, -9999.0, -9999.0, -9999.0, -9999.0, -9999.0, -9999.0, -9999.0, -9999.0, -9999.0, -9999.0, -9999.0, -9999.0, -9999.0, -9999.0, -9999.0, -9999.0, -9999.0, -9999.0, -9999.0, -9999.0, -9999.0, -9999.0, -9999.0, -9999.0, -9999.0, -9999.0, -9999.0, -9999.0, -9999.0, -9999.0, -9999.0, -9999.0, -9999.0, -9999.0, -9999.0, -9999.0, -9999.0, -9999.0, -9999.0, -9999.0, -9999.0, -9999.0, -9999.0, -9999.0, -9999.0, -9999.0, -9999.0, -9999.0, -9999.0, -9999.0, -9999.0, -9999.0, -9999.0, -9999.0, -9999.0, -9999.0, -9999.0, -9999.0, -9999.0, -9999.0, -9999.0, -9999.0, -9999.0, -9999.0]
floatingse.memload2.lc:qdyn | intermediate | Pa | [705411.535622967, 705411.512595739, 705410.9829694544, 705410.9599422264, 705408.5420833029, 705405.5485439049, -9999.0, -9999.0, -9999.0, -9999.0, -9999.0, -9999.0, -9999.0, -9999.0, -9999.0, -9999.0, -9999.0, -9999.0, -9999.0, -9999.0, -9999.0, -9999.0, -9999.0, -9999.0, -9999.0, -9999.0, -9999.0, -9999.0, -9999.0, -9999.0, -9999.0, -9999.0, -9999.0, -9999.0, -9999.0, -9999.0, -9999.0, -9999.0, -9999.0, -9999.0, -9999.0, -9999.0, -9999.0, -9999.0, -9999.0, -9999.0, -9999.0, -9999.0, -9999.0, -9999.0, -9999.0, -9999.0, -9999.0, -9999.0, -9999.0, -9999.0, -9999.0, -9999.0, -9999.0, -9999.0, -9999.0, -9999.0, -9999.0, -9999.0, -9999.0, -9999.0, -9999.0, -9999.0, -9999.0, -9999.0, -9999.0, -9999.0, -9999.0, -9999.0, -9999.0, -9999.0, -9999.0, -9999.0, -9999.0, -9999.0, -9999.0, -9999.0, -9999.0, -9999.0, -9999.0, -9999.0, -9999.0, -9999.0, -9999.0, -9999.0, -9999.0, -9999.0, -9999.0, -9999.0, -9999.0, -9999.0, -9999.0, -9999.0, -9999.0, -9999.0, -9999.0, -9999.0, -9999.0, -9999.0, -9999.0, -9999.0, -9999.0, -9999.0, -9999.0, -9999.0, -9999.0, -9999.0, -9999.0, -9999.0, -9999.0, -9999.0, -9999.0, -9999.0, -9999.0, -9999.0, -9999.0, -9999.0, -9999.0, -9999.0, -9999.0, -9999.0, -9999.0, -9999.0, -9999.0, -9999.0, -9999.0, -9999.0, -9999.0, -9999.0, -9999.0, -9999.0, -9999.0, -9999.0, -9999.0, -9999.0, -9999.0, -9999.0, -9999.0, -9999.0, -9999.0, -9999.0, -9999.0, -9999.0, -9999.0, -9999.0, -9999.0, -9999.0, -9999.0, -9999.0, -9999.0, -9999.0, -9999.0, -9999.0, -9999.0, -9999.0, -9999.0, -9999.0, -9999.0, -9999.0, -9999.0, -9999.0, -9999.0, -9999.0, -9999.0, -9999.0, -9999.0, -9999.0, -9999.0, -9999.0, -9999.0, -9999.0, -9999.0, -9999.0, -9999.0, -9999.0, -9999.0, -9999.0, -9999.0, -9999.0, -9999.0, -9999.0, -9999.0, -9999.0, -9999.0, -9999.0, -9999.0, -9999.0, -9999.0, -9999.0, -9999.0, -9999.0, -9999.0, -9999.0, -9999.0, -9999.0]
floatingse.memload3.env.distLoads.windLoads_Px | intermediate | N/m | [0.0, 0.0, 0.0]
floatingse.memload3.env.distLoads.windLoads_Py | intermediate | N/m | [0.0, 0.0, 0.0]
floatingse.memload3.env.distLoads.windLoads_Pz | intermediate | N/m | [0.0, 0.0, 0.0]
floatingse.memload3.env.distLoads.windLoads_qdyn | intermediate | N/m**2 | [0.0, 0.0, 0.0]
floatingse.memload3.env.distLoads.windLoads_z | intermediate | m | [-70.0, -69.99969999999999, -69.9994]
floatingse.memload3.env.distLoads.windLoads_beta | intermediate | deg | 0
floatingse.memload3.env.distLoads.waveLoads_Px | intermediate | N/m | [64.76441425839386, 64.7652897664171, 64.76616528725654]
floatingse.memload3.env.distLoads.waveLoads_Py | intermediate | N/m | [0.0, 0.0, 0.0]
floatingse.memload3.env.distLoads.waveLoads_Pz | intermediate | N/m | [0.0, 0.0, 0.0]
floatingse.memload3.env.distLoads.waveLoads_qdyn | intermediate | N/m**2 | [705411.535622967, 705408.5420833029, 705405.5485439049]
floatingse.memload3.env.distLoads.waveLoads_z | intermediate | m | [-70.0, -69.99969999999999, -69.9994]
floatingse.memload3.env.distLoads.waveLoads_beta | intermediate | deg | 0
floatingse.memload3.z_global | intermediate | m | [-70.0, -69.99969999999999, -69.9994]
floatingse.memload3.env.waveLoads.U | intermediate | m/s | [0.11257197694567823, 0.11257333653392522, 0.11257469613859242]
floatingse.memload3.env.waveLoads.A | intermediate | m/s**2 | [0.07073105915452446, 0.07073191340901419, 0.07073276767382104]
floatingse.memload3.env.waveLoads.p | intermediate | N/m**2 | [705405.0409923454, 705402.0472958024, 705399.053599522]
floatingse.memload3.outer_diameter_full | intermediate | m | [1.0, 1.0, 1.0]
floatingse.memload3.ca_usr | intermediate |  | [-1.0, -1.0, -1.0]
floatingse.memload3.cd_usr | intermediate |  | [-1.0, -1.0, -1.0]
floatingse.memload3.env.windLoads.U | intermediate | m/s | [0.0, 0.0, 0.0]
floatingse.member3:joint1 | intermediate | m | [-2.6000000000000023, -4.5033320996790795, -70.0]
floatingse.member3:joint2 | intermediate | m | [0.0, 0.0, -69.9994]
floatingse.memload3.s_full | intermediate | m | [0.0, 0.5, 1.0]
floatingse.memload3.s_all | intermediate |  | [0.0, 0.003846153820550751, 0.09230769835002262, 0.09615385217057337, 0.5, 1.0, -9999.0, -9999.0, -9999.0, -9999.0, -9999.0, -9999.0, -9999.0, -9999.0, -9999.0, -9999.0, -9999.0, -9999.0, -9999.0, -9999.0, -9999.0, -9999.0, -9999.0, -9999.0, -9999.0, -9999.0, -9999.0, -9999.0, -9999.0, -9999.0, -9999.0, -9999.0, -9999.0, -9999.0, -9999.0, -9999.0, -9999.0, -9999.0, -9999.0, -9999.0, -9999.0, -9999.0, -9999.0, -9999.0, -9999.0, -9999.0, -9999.0, -9999.0, -9999.0, -9999.0, -9999.0, -9999.0, -9999.0, -9999.0, -9999.0, -9999.0, -9999.0, -9999.0, -9999.0, -9999.0, -9999.0, -9999.0, -9999.0, -9999.0, -9999.0, -9999.0, -9999.0, -9999.0, -9999.0, -9999.0, -9999.0, -9999.0, -9999.0, -9999.0, -9999.0, -9999.0, -9999.0, -9999.0, -9999.0, -9999.0, -9999.0, -9999.0, -9999.0, -9999.0, -9999.0, -9999.0, -9999.0, -9999.0, -9999.0, -9999.0, -9999.0, -9999.0, -9999.0, -9999.0, -9999.0, -9999.0, -9999.0, -9999.0, -9999.0, -9999.0, -9999.0, -9999.0, -9999.0, -9999.0, -9999.0, -9999.0, -9999.0, -9999.0, -9999.0, -9999.0, -9999.0, -9999.0, -9999.0, -9999.0, -9999.0, -9999.0, -9999.0, -9999.0, -9999.0, -9999.0, -9999.0, -9999.0, -9999.0, -9999.0, -9999.0, -9999.0, -9999.0, -9999.0, -9999.0, -9999.0, -9999.0, -9999.0, -9999.0, -9999.0, -9999.0, -9999.0, -9999.0, -9999.0, -9999.0, -9999.0, -9999.0, -9999.0, -9999.0, -9999.0, -9999.0, -9999.0, -9999.0, -9999.0, -9999.0, -9999.0, -9999.0, -9999.0, -9999.0, -9999.0, -9999.0, -9999.0, -9999.0, -9999.0, -9999.0, -9999.0, -9999.0, -9999.0, -9999.0, -9999.0, -9999.0, -9999.0, -9999.0, -9999.0, -9999.0, -9999.0, -9999.0, -9999.0, -9999.0, -9999.0, -9999.0, -9999.0, -9999.0, -9999.0, -9999.0, -9999.0, -9999.0, -9999.0, -9999.0, -9999.0, -9999.0, -9999.0, -9999.0, -9999.0, -9999.0, -9999.0, -9999.0, -9999.0, -9999.0, -9999.0, -9999.0, -9999.0, -9999.0, -9999.0, -9999.0, -9999.0]
floatingse.memload3.g2e.Px_global | intermediate | N/m | [64.76441425839386, 64.7652897664171, 64.76616528725654]
floatingse.memload3.g2e.Py_global | intermediate | N/m | [0.0, 0.0, 0.0]
floatingse.memload3.g2e.Pz_global | intermediate | N/m | [0.0, 0.0, 0.0]
floatingse.memload3.g2e.qdyn_global | intermediate | Pa | [705411.535622967, 705408.5420833029, 705405.5485439049]
floatingse.memload3.lc:Px | intermediate | N/m | [32.38220691363493, 32.38221028097344, 32.382287729764904, 32.38229109710341, 32.38264466764364, 32.38308242806044, -9999.0, -9999.0, -9999.0, -9999.0, -9999.0, -9999.0, -9999.0, -9999.0, -9999.0, -9999.0, -9999.0, -9999.0, -9999.0, -9999.0, -9999.0, -9999.0, -9999.0, -9999.0, -9999.0, -9999.0, -9999.0, -9999.0, -9999.0, -9999.0, -9999.0, -9999.0, -9999.0, -9999.0, -9999.0, -9999.0, -9999.0, -9999.0, -9999.0, -9999.0, -9999.0, -9999.0, -9999.0, -9999.0, -9999.0, -9999.0, -9999.0, -9999.0, -9999.0, -9999.0, -9999.0, -9999.0, -9999.0, -9999.0, -9999.0, -9999.0, -9999.0, -9999.0, -9999.0, -9999.0, -9999.0, -9999.0, -9999.0, -9999.0, -9999.0, -9999.0, -9999.0, -9999.0, -9999.0, -9999.0, -9999.0, -9999.0, -9999.0, -9999.0, -9999.0, -9999.0, -9999.0, -9999.0, -9999.0, -9999.0, -9999.0, -9999.0, -9999.0, -9999.0, -9999.0, -9999.0, -9999.0, -9999.0, -9999.0, -9999.0, -9999.0, -9999.0, -9999.0, -9999.0, -9999.0, -9999.0, -9999.0, -9999.0, -9999.0, -9999.0, -9999.0, -9999.0, -9999.0, -9999.0, -9999.0, -9999.0, -9999.0, -9999.0, -9999.0, -9999.0, -9999.0, -9999.0, -9999.0, -9999.0, -9999.0, -9999.0, -9999.0, -9999.0, -9999.0, -9999.0, -9999.0, -9999.0, -9999.0, -9999.0, -9999.0, -9999.0, -9999.0, -9999.0, -9999.0, -9999.0, -9999.0, -9999.0, -9999.0, -9999.0, -9999.0, -9999.0, -9999.0, -9999.0, -9999.0, -9999.0, -9999.0, -9999.0, -9999.0, -9999.0, -9999.0, -9999.0, -9999.0, -9999.0, -9999.0, -9999.0, -9999.0, -9999.0, -9999.0, -9999.0, -9999.0, -9999.0, -9999.0, -9999.0, -9999.0, -9999.0, -9999.0, -9999.0, -9999.0, -9999.0, -9999.0, -9999.0, -9999.0, -9999.0, -9999.0, -9999.0, -9999.0, -9999.0, -9999.0, -9999.0, -9999.0, -9999.0, -9999.0, -9999.0, -9999.0, -9999.0, -9999.0, -9999.0, -9999.0, -9999.0, -9999.0, -9999.0, -9999.0, -9999.0, -9999.0, -9999.0, -9999.0, -9999.0, -9999.0, -9999.0, -9999.0, -9999.0, -9999.0, -9999.0, -9999.0, -9999.0]
floatingse.memload3.lc:Py | intermediate | N/m | [-56.0876276356238, -56.087633468025174, -56.08776761326698, -56.08777344566836, -56.08838584780809, -56.089144071091546, -9999.0, -9999.0, -9999.0, -9999.0, -9999.0, -9999.0, -9999.0, -9999.0, -9999.0, -9999.0, -9999.0, -9999.0, -9999.0, -9999.0, -9999.0, -9999.0, -9999.0, -9999.0, -9999.0, -9999.0, -9999.0, -9999.0, -9999.0, -9999.0, -9999.0, -9999.0, -9999.0, -9999.0, -9999.0, -9999.0, -9999.0, -9999.0, -9999.0, -9999.0, -9999.0, -9999.0, -9999.0, -9999.0, -9999.0, -9999.0, -9999.0, -9999.0, -9999.0, -9999.0, -9999.0, -9999.0, -9999.0, -9999.0, -9999.0, -9999.0, -9999.0, -9999.0, -9999.0, -9999.0, -9999.0, -9999.0, -9999.0, -9999.0, -9999.0, -9999.0, -9999.0, -9999.0, -9999.0, -9999.0, -9999.0, -9999.0, -9999.0, -9999.0, -9999.0, -9999.0, -9999.0, -9999.0, -9999.0, -9999.0, -9999.0, -9999.0, -9999.0, -9999.0, -9999.0, -9999.0, -9999.0, -9999.0, -9999.0, -9999.0, -9999.0, -9999.0, -9999.0, -9999.0, -9999.0, -9999.0, -9999.0, -9999.0, -9999.0, -9999.0, -9999.0, -9999.0, -9999.0, -9999.0, -9999.0, -9999.0, -9999.0, -9999.0, -9999.0, -9999.0, -9999.0, -9999.0, -9999.0, -9999.0, -9999.0, -9999.0, -9999.0, -9999.0, -9999.0, -9999.0, -9999.0, -9999.0, -9999.0, -9999.0, -9999.0, -9999.0, -9999.0, -9999.0, -9999.0, -9999.0, -9999.0, -9999.0, -9999.0, -9999.0, -9999.0, -9999.0, -9999.0, -9999.0, -9999.0, -9999.0, -9999.0, -9999.0, -9999.0, -9999.0, -9999.0, -9999.0, -9999.0, -9999.0, -9999.0, -9999.0, -9999.0, -9999.0, -9999.0, -9999.0, -9999.0, -9999.0, -9999.0, -9999.0, -9999.0, -9999.0, -9999.0, -9999.0, -9999.0, -9999.0, -9999.0, -9999.0, -9999.0, -9999.0, -9999.0, -9999.0, -9999.0, -9999.0, -9999.0, -9999.0, -9999.0, -9999.0, -9999.0, -9999.0, -9999.0, -9999.0, -9999.0, -9999.0, -9999.0, -9999.0, -9999.0, -9999.0, -9999.0, -9999.0, -9999.0, -9999.0, -9999.0, -9999.0, -9999.0, -9999.0, -9999.0, -9999.0, -9999.0, -9999.0, -9999.0, -9999.0]
floatingse.memload3.lc:Pz | intermediate | N/m | [-0.007472816980140673, -0.007472817757218789, -0.0074728356300168206, -0.007472836407094938, -0.007472918000296529, -0.007473019021931177, -9999.0, -9999.0, -9999.0, -9999.0, -9999.0, -9999.0, -9999.0, -9999.0, -9999.0, -9999.0, -9999.0, -9999.0, -9999.0, -9999.0, -9999.0, -9999.0, -9999.0, -9999.0, -9999.0, -9999.0, -9999.0, -9999.0, -9999.0, -9999.0, -9999.0, -9999.0, -9999.0, -9999.0, -9999.0, -9999.0, -9999.0, -9999.0, -9999.0, -9999.0, -9999.0, -9999.0, -9999.0, -9999.0, -9999.0, -9999.0, -9999.0, -9999.0, -9999.0, -9999.0, -9999.0, -9999.0, -9999.0, -9999.0, -9999.0, -9999.0, -9999.0, -9999.0, -9999.0, -9999.0, -9999.0, -9999.0, -9999.0, -9999.0, -9999.0, -9999.0, -9999.0, -9999.0, -9999.0, -9999.0, -9999.0, -9999.0, -9999.0, -9999.0, -9999.0, -9999.0, -9999.0, -9999.0, -9999.0, -9999.0, -9999.0, -9999.0, -9999.0, -9999.0, -9999.0, -9999.0, -9999.0, -9999.0, -9999.0, -9999.0, -9999.0, -9999.0, -9999.0, -9999.0, -9999.0, -9999.0, -9999.0, -9999.0, -9999.0, -9999.0, -9999.0, -9999.0, -9999.0, -9999.0, -9999.0, -9999.0, -9999.0, -9999.0, -9999.0, -9999.0, -9999.0, -9999.0, -9999.0, -9999.0, -9999.0, -9999.0, -9999.0, -9999.0, -9999.0, -9999.0, -9999.0, -9999.0, -9999.0, -9999.0, -9999.0, -9999.0, -9999.0, -9999.0, -9999.0, -9999.0, -9999.0, -9999.0, -9999.0, -9999.0, -9999.0, -9999.0, -9999.0, -9999.0, -9999.0, -9999.0, -9999.0, -9999.0, -9999.0, -9999.0, -9999.0, -9999.0, -9999.0, -9999.0, -9999.0, -9999.0, -9999.0, -9999.0, -9999.0, -9999.0, -9999.0, -9999.0, -9999.0, -9999.0, -9999.0, -9999.0, -9999.0, -9999.0, -9999.0, -9999.0, -9999.0, -9999.0, -9999.0, -9999.0, -9999.0, -9999.0, -9999.0, -9999.0, -9999.0, -9999.0, -9999.0, -9999.0, -9999.0, -9999.0, -9999.0, -9999.0, -9999.0, -9999.0, -9999.0, -9999.0, -9999.0, -9999.0, -9999.0, -9999.0, -9999.0, -9999.0, -9999.0, -9999.0, -9999.0, -9999.0, -9999.0, -9999.0, -9999.0, -9999.0, -9999.0, -9999.0]
floatingse.memload3.lc:qdyn | intermediate | Pa | [705411.535622967, 705411.512595739, 705410.9829694544, 705410.9599422264, 705408.5420833029, 705405.5485439049, -9999.0, -9999.0, -9999.0, -9999.0, -9999.0, -9999.0, -9999.0, -9999.0, -9999.0, -9999.0, -9999.0, -9999.0, -9999.0, -9999.0, -9999.0, -9999.0, -9999.0, -9999.0, -9999.0, -9999.0, -9999.0, -9999.0, -9999.0, -9999.0, -9999.0, -9999.0, -9999.0, -9999.0, -9999.0, -9999.0, -9999.0, -9999.0, -9999.0, -9999.0, -9999.0, -9999.0, -9999.0, -9999.0, -9999.0, -9999.0, -9999.0, -9999.0, -9999.0, -9999.0, -9999.0, -9999.0, -9999.0, -9999.0, -9999.0, -9999.0, -9999.0, -9999.0, -9999.0, -9999.0, -9999.0, -9999.0, -9999.0, -9999.0, -9999.0, -9999.0, -9999.0, -9999.0, -9999.0, -9999.0, -9999.0, -9999.0, -9999.0, -9999.0, -9999.0, -9999.0, -9999.0, -9999.0, -9999.0, -9999.0, -9999.0, -9999.0, -9999.0, -9999.0, -9999.0, -9999.0, -9999.0, -9999.0, -9999.0, -9999.0, -9999.0, -9999.0, -9999.0, -9999.0, -9999.0, -9999.0, -9999.0, -9999.0, -9999.0, -9999.0, -9999.0, -9999.0, -9999.0, -9999.0, -9999.0, -9999.0, -9999.0, -9999.0, -9999.0, -9999.0, -9999.0, -9999.0, -9999.0, -9999.0, -9999.0, -9999.0, -9999.0, -9999.0, -9999.0, -9999.0, -9999.0, -9999.0, -9999.0, -9999.0, -9999.0, -9999.0, -9999.0, -9999.0, -9999.0, -9999.0, -9999.0, -9999.0, -9999.0, -9999.0, -9999.0, -9999.0, -9999.0, -9999.0, -9999.0, -9999.0, -9999.0, -9999.0, -9999.0, -9999.0, -9999.0, -9999.0, -9999.0, -9999.0, -9999.0, -9999.0, -9999.0, -9999.0, -9999.0, -9999.0, -9999.0, -9999.0, -9999.0, -9999.0, -9999.0, -9999.0, -9999.0, -9999.0, -9999.0, -9999.0, -9999.0, -9999.0, -9999.0, -9999.0, -9999.0, -9999.0, -9999.0, -9999.0, -9999.0, -9999.0, -9999.0, -9999.0, -9999.0, -9999.0, -9999.0, -9999.0, -9999.0, -9999.0, -9999.0, -9999.0, -9999.0, -9999.0, -9999.0, -9999.0, -9999.0, -9999.0, -9999.0, -9999.0, -9999.0, -9999.0, -9999.0, -9999.0, -9999.0, -9999.0, -9999.0, -9999.0]
floatingse.platform_elem_D | output | m | [9.4, 9.4, 9.4, 9.4, 9.4, 9.4, 9.4, 9.4, 9.4, 9.4, 9.4, 9.4, 9.4, 8.674999999999999, 7.224999999999999, 6.5, 6.5, 6.5, 1.0, 1.0, 1.0, 0.01, 0.01, 1.0, 1.0, 1.0, 0.01, 0.01, 1.0, 1.0, 1.0, 0.01, 0.01, -9999.0, -9999.0, -9999.0, -9999.0, -9999.0, -9999.0, -9999.0, -9999.0, -9999.0, -9999.0, -9999.0, -9999.0, -9999.0, -9999.0, -9999.0, -9999.0, -9999.0, -9999.0, -9999.0, -9999.0, -9999.0, -9999.0, -9999.0, -9999.0, -9999.0, -9999.0, -9999.0, -9999.0, -9999.0, -9999.0, -9999.0, -9999.0, -9999.0, -9999.0, -9999.0, -9999.0, -9999.0, -9999.0, -9999.0, -9999.0, -9999.0, -9999.0, -9999.0, -9999.0, -9999.0, -9999.0, -9999.0, -9999.0, -9999.0, -9999.0, -9999.0, -9999.0, -9999.0, -9999.0, -9999.0, -9999.0, -9999.0, -9999.0, -9999.0, -9999.0, -9999.0, -9999.0, -9999.0, -9999.0, -9999.0, -9999.0, -9999.0, -9999.0, -9999.0, -9999.0, -9999.0, -9999.0, -9999.0, -9999.0, -9999.0, -9999.0, -9999.0, -9999.0, -9999.0, -9999.0, -9999.0, -9999.0, -9999.0, -9999.0, -9999.0, -9999.0, -9999.0, -9999.0, -9999.0, -9999.0, -9999.0, -9999.0, -9999.0, -9999.0, -9999.0, -9999.0, -9999.0, -9999.0, -9999.0, -9999.0, -9999.0, -9999.0, -9999.0, -9999.0, -9999.0, -9999.0, -9999.0, -9999.0, -9999.0, -9999.0, -9999.0, -9999.0, -9999.0, -9999.0, -9999.0, -9999.0, -9999.0, -9999.0, -9999.0, -9999.0, -9999.0, -9999.0, -9999.0, -9999.0, -9999.0, -9999.0, -9999.0, -9999.0, -9999.0, -9999.0, -9999.0, -9999.0, -9999.0, -9999.0, -9999.0, -9999.0, -9999.0, -9999.0, -9999.0, -9999.0, -9999.0, -9999.0, -9999.0, -9999.0, -9999.0, -9999.0, -9999.0, -9999.0, -9999.0, -9999.0, -9999.0, -9999.0, -9999.0, -9999.0, -9999.0, -9999.0, -9999.0, -9999.0, -9999.0, -9999.0, -9999.0, -9999.0, -9999.0, -9999.0, -9999.0, -9999.0, -9999.0, -9999.0, -9999.0, -9999.0, -9999.0, -9999.0, -9999.0, -9999.0, -9999.0, -9999.0, -9999.0, -9999.0, -9999.0, -9999.0, -9999.0, -9999.0, -9999.0, -9999.0, -9999.0, -9999.0, -9999.0, -9999.0, -9999.0, -9999.0, -9999.0, -9999.0, -9999.0, -9999.0, -9999.0, -9999.0, -9999.0, -9999.0, -9999.0, -9999.0, -9999.0, -9999.0, -9999.0, -9999.0, -9999.0, -9999.0, -9999.0, -9999.0, -9999.0, -9999.0, -9999.0, -9999.0, -9999.0, -9999.0, -9999.0, -9999.0, -9999.0, -9999.0, -9999.0, -9999.0, -9999.0, -9999.0, -9999.0, -9999.0, -9999.0, -9999.0, -9999.0, -9999.0, -9999.0, -9999.0, -9999.0, -9999.0, -9999.0, -9999.0, -9999.0, -9999.0, -9999.0, -9999.0, -9999.0, -9999.0, -9999.0, -9999.0, -9999.0, -9999.0, -9999.0, -9999.0, -9999.0, -9999.0, -9999.0, -9999.0, -9999.0, -9999.0, -9999.0, -9999.0, -9999.0, -9999.0, -9999.0, -9999.0, -9999.0, -9999.0, -9999.0, -9999.0, -9999.0, -9999.0, -9999.0, -9999.0, -9999.0, -9999.0, -9999.0, -9999.0, -9999.0, -9999.0, -9999.0, -9999.0, -9999.0, -9999.0, -9999.0, -9999.0, -9999.0, -9999.0, -9999.0, -9999.0, -9999.0, -9999.0, -9999.0, -9999.0, -9999.0, -9999.0, -9999.0, -9999.0, -9999.0, -9999.0, -9999.0, -9999.0, -9999.0, -9999.0, -9999.0, -9999.0, -9999.0, -9999.0, -9999.0, -9999.0, -9999.0, -9999.0, -9999.0, -9999.0, -9999.0, -9999.0, -9999.0, -9999.0, -9999.0, -9999.0, -9999.0, -9999.0, -9999.0, -9999.0, -9999.0, -9999.0, -9999.0, -9999.0, -9999.0, -9999.0, -9999.0, -9999.0, -9999.0, -9999.0, -9999.0, -9999.0, -9999.0, -9999.0, -9999.0, -9999.0, -9999.0, -9999.0, -9999.0, -9999.0, -9999.0, -9999.0, -9999.0, -9999.0, -9999.0, -9999.0, -9999.0, -9999.0, -9999.0, -9999.0, -9999.0, -9999.0, -9999.0, -9999.0, -9999.0, -9999.0, -9999.0, -9999.0, -9999.0, -9999.0, -9999.0, -9999.0, -9999.0, -9999.0, -9999.0, -9999.0, -9999.0, -9999.0, -9999.0, -9999.0, -9999.0, -9999.0, -9999.0, -9999.0, -9999.0, -9999.0, -9999.0, -9999.0, -9999.0, -9999.0, -9999.0, -9999.0, -9999.0, -9999.0, -9999.0, -9999.0, -9999.0, -9999.0, -9999.0, -9999.0, -9999.0, -9999.0, -9999.0, -9999.0, -9999.0, -9999.0, -9999.0, -9999.0, -9999.0, -9999.0, -9999.0, -9999.0, -9999.0, -9999.0, -9999.0, -9999.0, -9999.0, -9999.0, -9999.0, -9999.0, -9999.0, -9999.0, -9999.0, -9999.0, -9999.0, -9999.0, -9999.0, -9999.0, -9999.0, -9999.0, -9999.0, -9999.0, -9999.0, -9999.0, -9999.0, -9999.0, -9999.0, -9999.0, -9999.0, -9999.0, -9999.0, -9999.0, -9999.0, -9999.0, -9999.0, -9999.0, -9999.0, -9999.0, -9999.0, -9999.0, -9999.0, -9999.0, -9999.0, -9999.0, -9999.0, -9999.0, -9999.0, -9999.0, -9999.0, -9999.0, -9999.0, -9999.0, -9999.0, -9999.0, -9999.0, -9999.0, -9999.0, -9999.0, -9999.0, -9999.0, -9999.0, -9999.0, -9999.0, -9999.0, -9999.0, -9999.0, -9999.0, -9999.0, -9999.0, -9999.0, -9999.0]
floatingse.platform_elem_a | output | m | [0.0, 0.0, 0.0, 0.0, 0.0, 0.0, 0.0, 0.0, 0.0, 0.0, 0.0, 0.0, 0.0, 0.0, 0.0, 0.0, 0.0, 0.0, 0.0, 0.0, 0.0, 0.0, 0.0, 0.0, 0.0, 0.0, 0.0, 0.0, 0.0, 0.0, 0.0, 0.0, 0.0, -9999.0, -9999.0, -9999.0, -9999.0, -9999.0, -9999.0, -9999.0, -9999.0, -9999.0, -9999.0, -9999.0, -9999.0, -9999.0, -9999.0, -9999.0, -9999.0, -9999.0, -9999.0, -9999.0, -9999.0, -9999.0, -9999.0, -9999.0, -9999.0, -9999.0, -9999.0, -9999.0, -9999.0, -9999.0, -9999.0, -9999.0, -9999.0, -9999.0, -9999.0, -9999.0, -9999.0, -9999.0, -9999.0, -9999.0, -9999.0, -9999.0, -9999.0, -9999.0, -9999.0, -9999.0, -9999.0, -9999.0, -9999.0, -9999.0, -9999.0, -9999.0, -9999.0, -9999.0, -9999.0, -9999.0, -9999.0, -9999.0, -9999.0, -9999.0, -9999.0, -9999.0, -9999.0, -9999.0, -9999.0, -9999.0, -9999.0, -9999.0, -9999.0, -9999.0, -9999.0, -9999.0, -9999.0, -9999.0, -9999.0, -9999.0, -9999.0, -9999.0, -9999.0, -9999.0, -9999.0, -9999.0, -9999.0, -9999.0, -9999.0, -9999.0, -9999.0, -9999.0, -9999.0, -9999.0, -9999.0, -9999.0, -9999.0, -9999.0, -9999.0, -9999.0, -9999.0, -9999.0, -9999.0, -9999.0, -9999.0, -9999.0, -9999.0, -9999.0, -9999.0, -9999.0, -9999.0, -9999.0, -9999.0, -9999.0, -9999.0, -9999.0, -9999.0, -9999.0, -9999.0, -9999.0, -9999.0, -9999.0, -9999.0, -9999.0, -9999.0, -9999.0, -9999.0, -9999.0, -9999.0, -9999.0, -9999.0, -9999.0, -9999.0, -9999.0, -9999.0, -9999.0, -9999.0, -9999.0, -9999.0, -9999.0, -9999.0, -9999.0, -9999.0, -9999.0, -9999.0, -9999.0, -9999.0, -9999.0, -9999.0, -9999.0, -9999.0, -9999.0, -9999.0, -9999.0, -9999.0, -9999.0, -9999.0, -9999.0, -9999.0, -9999.0, -9999.0, -9999.0, -9999.0, -9999.0, -9999.0, -9999.0, -9999.0, -9999.0, -9999.0, -9999.0, -9999.0, -9999.0, -9999.0, -9999.0, -9999.0, -9999.0, -9999.0, -9999.0, -9999.0, -9999.0, -9999.0, -9999.0, -9999.0, -9999.0, -9999.0, -9999.0, -9999.0, -9999.0, -9999.0, -9999.0, -9999.0, -9999.0, -9999.0, -9999.0, -9999.0, -9999.0, -9999.0, -9999.0, -9999.0, -9999.0, -9999.0, -9999.0, -9999.0, -9999.0, -9999.0, -9999.0, -9999.0, -9999.0, -9999.0, -9999.0, -9999.0, -9999.0, -9999.0, -9999.0, -9999.0, -9999.0, -9999.0, -9999.0, -9999.0, -9999.0, -9999.0, -9999.0, -9999.0, -9999.0, -9999.0, -9999.0, -9999.0, -9999.0, -9999.0, -9999.0, -9999.0, -9999.0, -9999.0, -9999.0, -9999.0, -9999.0, -9999.0, -9999.0, -9999.0, -9999.0, -9999.0, -9999.0, -9999.0, -9999.0, -9999.0, -9999.0, -9999.0, -9999.0, -9999.0, -9999.0, -9999.0, -9999.0, -9999.0, -9999.0, -9999.0, -9999.0, -9999.0, -9999.0, -9999.0, -9999.0, -9999.0, -9999.0, -9999.0, -9999.0, -9999.0, -9999.0, -9999.0, -9999.0, -9999.0, -9999.0, -9999.0, -9999.0, -9999.0, -9999.0, -9999.0, -9999.0, -9999.0, -9999.0, -9999.0, -9999.0, -9999.0, -9999.0, -9999.0, -9999.0, -9999.0, -9999.0, -9999.0, -9999.0, -9999.0, -9999.0, -9999.0, -9999.0, -9999.0, -9999.0, -9999.0, -9999.0, -9999.0, -9999.0, -9999.0, -9999.0, -9999.0, -9999.0, -9999.0, -9999.0, -9999.0, -9999.0, -9999.0, -9999.0, -9999.0, -9999.0, -9999.0, -9999.0, -9999.0, -9999.0, -9999.0, -9999.0, -9999.0, -9999.0, -9999.0, -9999.0, -9999.0, -9999.0, -9999.0, -9999.0, -9999.0, -9999.0, -9999.0, -9999.0, -9999.0, -9999.0, -9999.0, -9999.0, -9999.0, -9999.0, -9999.0, -9999.0, -9999.0, -9999.0, -9999.0, -9999.0, -9999.0, -9999.0, -9999.0, -9999.0, -9999.0, -9999.0, -9999.0, -9999.0, -9999.0, -9999.0, -9999.0, -9999.0, -9999.0, -9999.0, -9999.0, -9999.0, -9999.0, -9999.0, -9999.0, -9999.0, -9999.0, -9999.0, -9999.0, -9999.0, -9999.0, -9999.0, -9999.0, -9999.0, -9999.0, -9999.0, -9999.0, -9999.0, -9999.0, -9999.0, -9999.0, -9999.0, -9999.0, -9999.0, -9999.0, -9999.0, -9999.0, -9999.0, -9999.0, -9999.0, -9999.0, -9999.0, -9999.0, -9999.0, -9999.0, -9999.0, -9999.0, -9999.0, -9999.0, -9999.0, -9999.0, -9999.0, -9999.0, -9999.0, -9999.0, -9999.0, -9999.0, -9999.0, -9999.0, -9999.0, -9999.0, -9999.0, -9999.0, -9999.0, -9999.0, -9999.0, -9999.0, -9999.0, -9999.0, -9999.0, -9999.0, -9999.0, -9999.0, -9999.0, -9999.0, -9999.0, -9999.0, -9999.0, -9999.0, -9999.0, -9999.0, -9999.0, -9999.0, -9999.0, -9999.0, -9999.0, -9999.0, -9999.0, -9999.0, -9999.0, -9999.0, -9999.0, -9999.0, -9999.0, -9999.0, -9999.0, -9999.0, -9999.0, -9999.0, -9999.0, -9999.0, -9999.0, -9999.0, -9999.0, -9999.0, -9999.0, -9999.0, -9999.0, -9999.0, -9999.0, -9999.0, -9999.0, -9999.0, -9999.0, -9999.0, -9999.0, -9999.0, -9999.0, -9999.0, -9999.0, -9999.0, -9999.0, -9999.0, -9999.0, -9999.0, -9999.0, -9999.0, -9999.0]
floatingse.platform_elem_b | output | m | [0.0, 0.0, 0.0, 0.0, 0.0, 0.0, 0.0, 0.0, 0.0, 0.0, 0.0, 0.0, 0.0, 0.0, 0.0, 0.0, 0.0, 0.0, 0.0, 0.0, 0.0, 0.0, 0.0, 0.0, 0.0, 0.0, 0.0, 0.0, 0.0, 0.0, 0.0, 0.0, 0.0, -9999.0, -9999.0, -9999.0, -9999.0, -9999.0, -9999.0, -9999.0, -9999.0, -9999.0, -9999.0, -9999.0, -9999.0, -9999.0, -9999.0, -9999.0, -9999.0, -9999.0, -9999.0, -9999.0, -9999.0, -9999.0, -9999.0, -9999.0, -9999.0, -9999.0, -9999.0, -9999.0, -9999.0, -9999.0, -9999.0, -9999.0, -9999.0, -9999.0, -9999.0, -9999.0, -9999.0, -9999.0, -9999.0, -9999.0, -9999.0, -9999.0, -9999.0, -9999.0, -9999.0, -9999.0, -9999.0, -9999.0, -9999.0, -9999.0, -9999.0, -9999.0, -9999.0, -9999.0, -9999.0, -9999.0, -9999.0, -9999.0, -9999.0, -9999.0, -9999.0, -9999.0, -9999.0, -9999.0, -9999.0, -9999.0, -9999.0, -9999.0, -9999.0, -9999.0, -9999.0, -9999.0, -9999.0, -9999.0, -9999.0, -9999.0, -9999.0, -9999.0, -9999.0, -9999.0, -9999.0, -9999.0, -9999.0, -9999.0, -9999.0, -9999.0, -9999.0, -9999.0, -9999.0, -9999.0, -9999.0, -9999.0, -9999.0, -9999.0, -9999.0, -9999.0, -9999.0, -9999.0, -9999.0, -9999.0, -9999.0, -9999.0, -9999.0, -9999.0, -9999.0, -9999.0, -9999.0, -9999.0, -9999.0, -9999.0, -9999.0, -9999.0, -9999.0, -9999.0, -9999.0, -9999.0, -9999.0, -9999.0, -9999.0, -9999.0, -9999.0, -9999.0, -9999.0, -9999.0, -9999.0, -9999.0, -9999.0, -9999.0, -9999.0, -9999.0, -9999.0, -9999.0, -9999.0, -9999.0, -9999.0, -9999.0, -9999.0, -9999.0, -9999.0, -9999.0, -9999.0, -9999.0, -9999.0, -9999.0, -9999.0, -9999.0, -9999.0, -9999.0, -9999.0, -9999.0, -9999.0, -9999.0, -9999.0, -9999.0, -9999.0, -9999.0, -9999.0, -9999.0, -9999.0, -9999.0, -9999.0, -9999.0, -9999.0, -9999.0, -9999.0, -9999.0, -9999.0, -9999.0, -9999.0, -9999.0, -9999.0, -9999.0, -9999.0, -9999.0, -9999.0, -9999.0, -9999.0, -9999.0, -9999.0, -9999.0, -9999.0, -9999.0, -9999.0, -9999.0, -9999.0, -9999.0, -9999.0, -9999.0, -9999.0, -9999.0, -9999.0, -9999.0, -9999.0, -9999.0, -9999.0, -9999.0, -9999.0, -9999.0, -9999.0, -9999.0, -9999.0, -9999.0, -9999.0, -9999.0, -9999.0, -9999.0, -9999.0, -9999.0, -9999.0, -9999.0, -9999.0, -9999.0, -9999.0, -9999.0, -9999.0, -9999.0, -9999.0, -9999.0, -9999.0, -9999.0, -9999.0, -9999.0, -9999.0, -9999.0, -9999.0, -9999.0, -9999.0, -9999.0, -9999.0, -9999.0, -9999.0, -9999.0, -9999.0, -9999.0, -9999.0, -9999.0, -9999.0, -9999.0, -9999.0, -9999.0, -9999.0, -9999.0, -9999.0, -9999.0, -9999.0, -9999.0, -9999.0, -9999.0, -9999.0, -9999.0, -9999.0, -9999.0, -9999.0, -9999.0, -9999.0, -9999.0, -9999.0, -9999.0, -9999.0, -9999.0, -9999.0, -9999.0, -9999.0, -9999.0, -9999.0, -9999.0, -9999.0, -9999.0, -9999.0, -9999.0, -9999.0, -9999.0, -9999.0, -9999.0, -9999.0, -9999.0, -9999.0, -9999.0, -9999.0, -9999.0, -9999.0, -9999.0, -9999.0, -9999.0, -9999.0, -9999.0, -9999.0, -9999.0, -9999.0, -9999.0, -9999.0, -9999.0, -9999.0, -9999.0, -9999.0, -9999.0, -9999.0, -9999.0, -9999.0, -9999.0, -9999.0, -9999.0, -9999.0, -9999.0, -9999.0, -9999.0, -9999.0, -9999.0, -9999.0, -9999.0, -9999.0, -9999.0, -9999.0, -9999.0, -9999.0, -9999.0, -9999.0, -9999.0, -9999.0, -9999.0, -9999.0, -9999.0, -9999.0, -9999.0, -9999.0, -9999.0, -9999.0, -9999.0, -9999.0, -9999.0, -9999.0, -9999.0, -9999.0, -9999.0, -9999.0, -9999.0, -9999.0, -9999.0, -9999.0, -9999.0, -9999.0, -9999.0, -9999.0, -9999.0, -9999.0, -9999.0, -9999.0, -9999.0, -9999.0, -9999.0, -9999.0, -9999.0, -9999.0, -9999.0, -9999.0, -9999.0, -9999.0, -9999.0, -9999.0, -9999.0, -9999.0, -9999.0, -9999.0, -9999.0, -9999.0, -9999.0, -9999.0, -9999.0, -9999.0, -9999.0, -9999.0, -9999.0, -9999.0, -9999.0, -9999.0, -9999.0, -9999.0, -9999.0, -9999.0, -9999.0, -9999.0, -9999.0, -9999.0, -9999.0, -9999.0, -9999.0, -9999.0, -9999.0, -9999.0, -9999.0, -9999.0, -9999.0, -9999.0, -9999.0, -9999.0, -9999.0, -9999.0, -9999.0, -9999.0, -9999.0, -9999.0, -9999.0, -9999.0, -9999.0, -9999.0, -9999.0, -9999.0, -9999.0, -9999.0, -9999.0, -9999.0, -9999.0, -9999.0, -9999.0, -9999.0, -9999.0, -9999.0, -9999.0, -9999.0, -9999.0, -9999.0, -9999.0, -9999.0, -9999.0, -9999.0, -9999.0, -9999.0, -9999.0, -9999.0, -9999.0, -9999.0, -9999.0, -9999.0, -9999.0, -9999.0, -9999.0, -9999.0, -9999.0, -9999.0, -9999.0, -9999.0, -9999.0, -9999.0, -9999.0, -9999.0, -9999.0, -9999.0, -9999.0, -9999.0, -9999.0, -9999.0, -9999.0, -9999.0, -9999.0, -9999.0, -9999.0, -9999.0, -9999.0, -9999.0, -9999.0, -9999.0, -9999.0, -9999.0, -9999.0, -9999.0, -9999.0, -9999.0, -9999.0]
floatingse.platform_elem_sigma_y | output | Pa | [345000000.0, 345000000.0, 345000000.0, 345000000.0, 345000000.0, 345000000.0, 345000000.0, 345000000.0, 345000000.0, 345000000.0, 345000000.0, 345000000.0, 345000000.0, 345000000.0, 345000000.0, 345000000.0, 345000000.0, 345000000.0, 345000000.0, 345000000.0, 345000000.0, 34500000000.0, 34500000000.0, 345000000.0, 345000000.0, 345000000.0, 34500000000.0, 34500000000.0, 345000000.0, 345000000.0, 345000000.0, 34500000000.0, 34500000000.0, -9999.0, -9999.0, -9999.0, -9999.0, -9999.0, -9999.0, -9999.0, -9999.0, -9999.0, -9999.0, -9999.0, -9999.0, -9999.0, -9999.0, -9999.0, -9999.0, -9999.0, -9999.0, -9999.0, -9999.0, -9999.0, -9999.0, -9999.0, -9999.0, -9999.0, -9999.0, -9999.0, -9999.0, -9999.0, -9999.0, -9999.0, -9999.0, -9999.0, -9999.0, -9999.0, -9999.0, -9999.0, -9999.0, -9999.0, -9999.0, -9999.0, -9999.0, -9999.0, -9999.0, -9999.0, -9999.0, -9999.0, -9999.0, -9999.0, -9999.0, -9999.0, -9999.0, -9999.0, -9999.0, -9999.0, -9999.0, -9999.0, -9999.0, -9999.0, -9999.0, -9999.0, -9999.0, -9999.0, -9999.0, -9999.0, -9999.0, -9999.0, -9999.0, -9999.0, -9999.0, -9999.0, -9999.0, -9999.0, -9999.0, -9999.0, -9999.0, -9999.0, -9999.0, -9999.0, -9999.0, -9999.0, -9999.0, -9999.0, -9999.0, -9999.0, -9999.0, -9999.0, -9999.0, -9999.0, -9999.0, -9999.0, -9999.0, -9999.0, -9999.0, -9999.0, -9999.0, -9999.0, -9999.0, -9999.0, -9999.0, -9999.0, -9999.0, -9999.0, -9999.0, -9999.0, -9999.0, -9999.0, -9999.0, -9999.0, -9999.0, -9999.0, -9999.0, -9999.0, -9999.0, -9999.0, -9999.0, -9999.0, -9999.0, -9999.0, -9999.0, -9999.0, -9999.0, -9999.0, -9999.0, -9999.0, -9999.0, -9999.0, -9999.0, -9999.0, -9999.0, -9999.0, -9999.0, -9999.0, -9999.0, -9999.0, -9999.0, -9999.0, -9999.0, -9999.0, -9999.0, -9999.0, -9999.0, -9999.0, -9999.0, -9999.0, -9999.0, -9999.0, -9999.0, -9999.0, -9999.0, -9999.0, -9999.0, -9999.0, -9999.0, -9999.0, -9999.0, -9999.0, -9999.0, -9999.0, -9999.0, -9999.0, -9999.0, -9999.0, -9999.0, -9999.0, -9999.0, -9999.0, -9999.0, -9999.0, -9999.0, -9999.0, -9999.0, -9999.0, -9999.0, -9999.0, -9999.0, -9999.0, -9999.0, -9999.0, -9999.0, -9999.0, -9999.0, -9999.0, -9999.0, -9999.0, -9999.0, -9999.0, -9999.0, -9999.0, -9999.0, -9999.0, -9999.0, -9999.0, -9999.0, -9999.0, -9999.0, -9999.0, -9999.0, -9999.0, -9999.0, -9999.0, -9999.0, -9999.0, -9999.0, -9999.0, -9999.0, -9999.0, -9999.0, -9999.0, -9999.0, -9999.0, -9999.0, -9999.0, -9999.0, -9999.0, -9999.0, -9999.0, -9999.0, -9999.0, -9999.0, -9999.0, -9999.0, -9999.0, -9999.0, -9999.0, -9999.0, -9999.0, -9999.0, -9999.0, -9999.0, -9999.0, -9999.0, -9999.0, -9999.0, -9999.0, -9999.0, -9999.0, -9999.0, -9999.0, -9999.0, -9999.0, -9999.0, -9999.0, -9999.0, -9999.0, -9999.0, -9999.0, -9999.0, -9999.0, -9999.0, -9999.0, -9999.0, -9999.0, -9999.0, -9999.0, -9999.0, -9999.0, -9999.0, -9999.0, -9999.0, -9999.0, -9999.0, -9999.0, -9999.0, -9999.0, -9999.0, -9999.0, -9999.0, -9999.0, -9999.0, -9999.0, -9999.0, -9999.0, -9999.0, -9999.0, -9999.0, -9999.0, -9999.0, -9999.0, -9999.0, -9999.0, -9999.0, -9999.0, -9999.0, -9999.0, -9999.0, -9999.0, -9999.0, -9999.0, -9999.0, -9999.0, -9999.0, -9999.0, -9999.0, -9999.0, -9999.0, -9999.0, -9999.0, -9999.0, -9999.0, -9999.0, -9999.0, -9999.0, -9999.0, -9999.0, -9999.0, -9999.0, -9999.0, -9999.0, -9999.0, -9999.0, -9999.0, -9999.0, -9999.0, -9999.0, -9999.0, -9999.0, -9999.0, -9999.0, -9999.0, -9999.0, -9999.0, -9999.0, -9999.0, -9999.0, -9999.0, -9999.0, -9999.0, -9999.0, -9999.0, -9999.0, -9999.0, -9999.0, -9999.0, -9999.0, -9999.0, -9999.0, -9999.0, -9999.0, -9999.0, -9999.0, -9999.0, -9999.0, -9999.0, -9999.0, -9999.0, -9999.0, -9999.0, -9999.0, -9999.0, -9999.0, -9999.0, -9999.0, -9999.0, -9999.0, -9999.0, -9999.0, -9999.0, -9999.0, -9999.0, -9999.0, -9999.0, -9999.0, -9999.0, -9999.0, -9999.0, -9999.0, -9999.0, -9999.0, -9999.0, -9999.0, -9999.0, -9999.0, -9999.0, -9999.0, -9999.0, -9999.0, -9999.0, -9999.0, -9999.0, -9999.0, -9999.0, -9999.0, -9999.0, -9999.0, -9999.0, -9999.0, -9999.0, -9999.0, -9999.0, -9999.0, -9999.0, -9999.0, -9999.0, -9999.0, -9999.0, -9999.0, -9999.0, -9999.0, -9999.0, -9999.0, -9999.0, -9999.0, -9999.0, -9999.0, -9999.0, -9999.0, -9999.0, -9999.0, -9999.0, -9999.0, -9999.0, -9999.0, -9999.0, -9999.0, -9999.0, -9999.0, -9999.0, -9999.0, -9999.0, -9999.0, -9999.0, -9999.0, -9999.0, -9999.0, -9999.0, -9999.0, -9999.0, -9999.0, -9999.0, -9999.0, -9999.0, -9999.0, -9999.0, -9999.0, -9999.0, -9999.0, -9999.0, -9999.0, -9999.0, -9999.0, -9999.0, -9999.0, -9999.0, -9999.0, -9999.0, -9999.0, -9999.0, -9999.0, -9999.0, -9999.0, -9999.0, -9999.0, -9999.0, -9999.0, -9999.0, -9999.0, -9999.0, -9999.0, -9999.0, -9999.0, -9999.0, -9999.0, -9999.0, -9999.0, -9999.0, -9999.0]
floatingse.platform_elem_qdyn | output | Pa | [[1205917.563745061], [1140817.1082574478], [1075967.5215771087], [1015632.0682148589], [830476.516101894], [700418.56314767], [690446.1337748326], [621210.6451602757], [556713.0088281482], [482301.80106132454], [274126.4309650971], [139994.92522222974], [139760.5105044404], [121425.89704447708], [85204.89240172684], [33666.199242465824], [147.91810992673027], [167.415210419649], [705411.5241093531], [705411.2477825966], [705410.9714558404], [705409.7510127646], [705407.045313604], [705411.5241093531], [705411.2477825966], [705410.9714558404], [705409.7510127646], [705407.045313604], [705411.5241093531], [705411.2477825966], [705410.9714558404], [705409.7510127646], [705407.045313604], [-9999.0], [-9999.0], [-9999.0], [-9999.0], [-9999.0], [-9999.0], [-9999.0], [-9999.0], [-9999.0], [-9999.0], [-9999.0], [-9999.0], [-9999.0], [-9999.0], [-9999.0], [-9999.0], [-9999.0], [-9999.0], [-9999.0], [-9999.0], [-9999.0], [-9999.0], [-9999.0], [-9999.0], [-9999.0], [-9999.0], [-9999.0], [-9999.0], [-9999.0], [-9999.0], [-9999.0], [-9999.0], [-9999.0], [-9999.0], [-9999.0], [-9999.0], [-9999.0], [-9999.0], [-9999.0], [-9999.0], [-9999.0], [-9999.0], [-9999.0], [-9999.0], [-9999.0], [-9999.0], [-9999.0], [-9999.0], [-9999.0], [-9999.0], [-9999.0], [-9999.0], [-9999.0], [-9999.0], [-9999.0], [-9999.0], [-9999.0], [-9999.0], [-9999.0], [-9999.0], [-9999.0], [-9999.0], [-9999.0], [-9999.0], [-9999.0], [-9999.0], [-9999.0], [-9999.0], [-9999.0], [-9999.0], [-9999.0], [-9999.0], [-9999.0], [-9999.0], [-9999.0], [-9999.0], [-9999.0], [-9999.0], [-9999.0], [-9999.0], [-9999.0], [-9999.0], [-9999.0], [-9999.0], [-9999.0], [-9999.0], [-9999.0], [-9999.0], [-9999.0], [-9999.0], [-9999.0], [-9999.0], [-9999.0], [-9999.0], [-9999.0], [-9999.0], [-9999.0], [-9999.0], [-9999.0], [-9999.0], [-9999.0], [-9999.0], [-9999.0], [-9999.0], [-9999.0], [-9999.0], [-9999.0], [-9999.0], [-9999.0], [-9999.0], [-9999.0], [-9999.0], [-9999.0], [-9999.0], [-9999.0], [-9999.0], [-9999.0], [-9999.0], [-9999.0], [-9999.0], [-9999.0], [-9999.0], [-9999.0], [-9999.0], [-9999.0], [-9999.0], [-9999.0], [-9999.0], [-9999.0], [-9999.0], [-9999.0], [-9999.0], [-9999.0], [-9999.0], [-9999.0], [-9999.0], [-9999.0], [-9999.0], [-9999.0], [-9999.0], [-9999.0], [-9999.0], [-9999.0], [-9999.0], [-9999.0], [-9999.0], [-9999.0], [-9999.0], [-9999.0], [-9999.0], [-9999.0], [-9999.0], [-9999.0], [-9999.0], [-9999.0], [-9999.0], [-9999.0], [-9999.0], [-9999.0], [-9999.0], [-9999.0], [-9999.0], [-9999.0], [-9999.0], [-9999.0], [-9999.0], [-9999.0], [-9999.0], [-9999.0], [-9999.0], [-9999.0], [-9999.0], [-9999.0], [-9999.0], [-9999.0], [-9999.0], [-9999.0], [-9999.0], [-9999.0], [-9999.0], [-9999.0], [-9999.0], [-9999.0], [-9999.0], [-9999.0], [-9999.0], [-9999.0], [-9999.0], [-9999.0], [-9999.0], [-9999.0], [-9999.0], [-9999.0], [-9999.0], [-9999.0], [-9999.0], [-9999.0], [-9999.0], [-9999.0], [-9999.0], [-9999.0], [-9999.0], [-9999.0], [-9999.0], [-9999.0], [-9999.0], [-9999.0], [-9999.0], [-9999.0], [-9999.0], [-9999.0], [-9999.0], [-9999.0], [-9999.0], [-9999.0], [-9999.0], [-9999.0], [-9999.0], [-9999.0], [-9999.0], [-9999.0], [-9999.0], [-9999.0], [-9999.0], [-9999.0], [-9999.0], [-9999.0], [-9999.0], [-9999.0], [-9999.0], [-9999.0], [-9999.0], [-9999.0], [-9999.0], [-9999.0], [-9999.0], [-9999.0], [-9999.0], [-9999.0], [-9999.0], [-9999.0], [-9999.0], [-9999.0], [-9999.0], [-9999.0], [-9999.0], [-9999.0], [-9999.0], [-9999.0], [-9999.0], [-9999.0], [-9999.0], [-9999.0], [-9999.0], [-9999.0], [-9999.0], [-9999.0], [-9999.0], [-9999.0], [-9999.0], [-9999.0], [-9999.0], [-9999.0], [-9999.0], [-9999.0], [-9999.0], [-9999.0], [-9999.0], [-9999.0], [-9999.0], [-9999.0], [-9999.0], [-9999.0], [-9999.0], [-9999.0], [-9999.0], [-9999.0], [-9999.0], [-9999.0], [-9999.0], [-9999.0], [-9999.0], [-9999.0], [-9999.0], [-9999.0], [-9999.0], [-9999.0], [-9999.0], [-9999.0], [-9999.0], [-9999.0], [-9999.0], [-9999.0], [-9999.0], [-9999.0], [-9999.0], [-9999.0], [-9999.0], [-9999.0], [-9999.0], [-9999.0], [-9999.0], [-9999.0], [-9999.0], [-9999.0], [-9999.0], [-9999.0], [-9999.0], [-9999.0], [-9999.0], [-9999.0], [-9999.0], [-9999.0], [-9999.0], [-9999.0], [-9999.0], [-9999.0], [-9999.0], [-9999.0], [-9999.0], [-9999.0], [-9999.0], [-9999.0], [-9999.0], [-9999.0], [-9999.0], [-9999.0], [-9999.0], [-9999.0], [-9999.0], [-9999.0], [-9999.0], [-9999.0], [-9999.0], [-9999.0], [-9999.0], [-9999.0], [-9999.0], [-9999.0], [-9999.0], [-9999.0], [-9999.0], [-9999.0], [-9999.0], [-9999.0], [-9999.0], [-9999.0], [-9999.0], [-9999.0], [-9999.0], [-9999.0], [-9999.0], [-9999.0], [-9999.0], [-9999.0], [-9999.0], [-9999.0], [-9999.0], [-9999.0], [-9999.0], [-9999.0], [-9999.0], [-9999.0], [-9999.0], [-9999.0], [-9999.0], [-9999.0], [-9999.0], [-9999.0], [-9999.0], [-9999.0], [-9999.0], [-9999.0], [-9999.0], [-9999.0], [-9999.0], [-9999.0], [-9999.0], [-9999.0], [-9999.0], [-9999.0], [-9999.0], [-9999.0], [-9999.0], [-9999.0], [-9999.0], [-9999.0], [-9999.0], [-9999.0], [-9999.0], [-9999.0], [-9999.0], [-9999.0], [-9999.0], [-9999.0], [-9999.0], [-9999.0], [-9999.0], [-9999.0], [-9999.0], [-9999.0], [-9999.0], [-9999.0], [-9999.0], [-9999.0], [-9999.0], [-9999.0], [-9999.0], [-9999.0], [-9999.0], [-9999.0], [-9999.0], [-9999.0], [-9999.0], [-9999.0], [-9999.0], [-9999.0], [-9999.0], [-9999.0], [-9999.0], [-9999.0], [-9999.0], [-9999.0], [-9999.0], [-9999.0], [-9999.0], [-9999.0], [-9999.0], [-9999.0], [-9999.0], [-9999.0], [-9999.0], [-9999.0], [-9999.0], [-9999.0], [-9999.0], [-9999.0], [-9999.0], [-9999.0], [-9999.0], [-9999.0], [-9999.0], [-9999.0], [-9999.0], [-9999.0], [-9999.0], [-9999.0], [-9999.0], [-9999.0], [-9999.0], [-9999.0], [-9999.0], [-9999.0], [-9999.0], [-9999.0], [-9999.0], [-9999.0], [-9999.0], [-9999.0], [-9999.0], [-9999.0], [-9999.0], [-9999.0], [-9999.0], [-9999.0], [-9999.0], [-9999.0]]
floatingse.platform_Fz | output | N | [[615681.7701376122], [13848493.847554095], [14156334.732358474], [26464443.04071309], [-28546571.16611313], [-27493875.733712204], [-26466392.84176507], [-18978854.839206308], [-18713445.20738069], [-16030068.115612201], [-11017526.15819405], [-10884821.34229108], [-10752116.526441043], [-10095743.508020818], [-9546668.501623536], [-8682685.86458016], [-4270678.871745292], [-4143771.259195649], [0.9652712044458546], [31.60707526654369], [33.029116826563225], [167.6744703511862], [334.3814632011874], [-0.9577455666819314], [-14.513843344549223], [-14.968675437029011], [-82.22779375035825], [-165.5813031389028], [-0.9087709456469266], [-14.50735160086024], [-14.943992172331672], [-82.26917901112736], [-165.62268918154723], [-9999.0], [-9999.0], [-9999.0], [-9999.0], [-9999.0], [-9999.0], [-9999.0], [-9999.0], [-9999.0], [-9999.0], [-9999.0], [-9999.0], [-9999.0], [-9999.0], [-9999.0], [-9999.0], [-9999.0], [-9999.0], [-9999.0], [-9999.0], [-9999.0], [-9999.0], [-9999.0], [-9999.0], [-9999.0], [-9999.0], [-9999.0], [-9999.0], [-9999.0], [-9999.0], [-9999.0], [-9999.0], [-9999.0], [-9999.0], [-9999.0], [-9999.0], [-9999.0], [-9999.0], [-9999.0], [-9999.0], [-9999.0], [-9999.0], [-9999.0], [-9999.0], [-9999.0], [-9999.0], [-9999.0], [-9999.0], [-9999.0], [-9999.0], [-9999.0], [-9999.0], [-9999.0], [-9999.0], [-9999.0], [-9999.0], [-9999.0], [-9999.0], [-9999.0], [-9999.0], [-9999.0], [-9999.0], [-9999.0], [-9999.0], [-9999.0], [-9999.0], [-9999.0], [-9999.0], [-9999.0], [-9999.0], [-9999.0], [-9999.0], [-9999.0], [-9999.0], [-9999.0], [-9999.0], [-9999.0], [-9999.0], [-9999.0], [-9999.0], [-9999.0], [-9999.0], [-9999.0], [-9999.0], [-9999.0], [-9999.0], [-9999.0], [-9999.0], [-9999.0], [-9999.0], [-9999.0], [-9999.0], [-9999.0], [-9999.0], [-9999.0], [-9999.0], [-9999.0], [-9999.0], [-9999.0], [-9999.0], [-9999.0], [-9999.0], [-9999.0], [-9999.0], [-9999.0], [-9999.0], [-9999.0], [-9999.0], [-9999.0], [-9999.0], [-9999.0], [-9999.0], [-9999.0], [-9999.0], [-9999.0], [-9999.0], [-9999.0], [-9999.0], [-9999.0], [-9999.0], [-9999.0], [-9999.0], [-9999.0], [-9999.0], [-9999.0], [-9999.0], [-9999.0], [-9999.0], [-9999.0], [-9999.0], [-9999.0], [-9999.0], [-9999.0], [-9999.0], [-9999.0], [-9999.0], [-9999.0], [-9999.0], [-9999.0], [-9999.0], [-9999.0], [-9999.0], [-9999.0], [-9999.0], [-9999.0], [-9999.0], [-9999.0], [-9999.0], [-9999.0], [-9999.0], [-9999.0], [-9999.0], [-9999.0], [-9999.0], [-9999.0], [-9999.0], [-9999.0], [-9999.0], [-9999.0], [-9999.0], [-9999.0], [-9999.0], [-9999.0], [-9999.0], [-9999.0], [-9999.0], [-9999.0], [-9999.0], [-9999.0], [-9999.0], [-9999.0], [-9999.0], [-9999.0], [-9999.0], [-9999.0], [-9999.0], [-9999.0], [-9999.0], [-9999.0], [-9999.0], [-9999.0], [-9999.0], [-9999.0], [-9999.0], [-9999.0], [-9999.0], [-9999.0], [-9999.0], [-9999.0], [-9999.0], [-9999.0], [-9999.0], [-9999.0], [-9999.0], [-9999.0], [-9999.0], [-9999.0], [-9999.0], [-9999.0], [-9999.0], [-9999.0], [-9999.0], [-9999.0], [-9999.0], [-9999.0], [-9999.0], [-9999.0], [-9999.0], [-9999.0], [-9999.0], [-9999.0], [-9999.0], [-9999.0], [-9999.0], [-9999.0], [-9999.0], [-9999.0], [-9999.0], [-9999.0], [-9999.0], [-9999.0], [-9999.0], [-9999.0], [-9999.0], [-9999.0], [-9999.0], [-9999.0], [-9999.0], [-9999.0], [-9999.0], [-9999.0], [-9999.0], [-9999.0], [-9999.0], [-9999.0], [-9999.0], [-9999.0], [-9999.0], [-9999.0], [-9999.0], [-9999.0], [-9999.0], [-9999.0], [-9999.0], [-9999.0], [-9999.0], [-9999.0], [-9999.0], [-9999.0], [-9999.0], [-9999.0], [-9999.0], [-9999.0], [-9999.0], [-9999.0], [-9999.0], [-9999.0], [-9999.0], [-9999.0], [-9999.0], [-9999.0], [-9999.0], [-9999.0], [-9999.0], [-9999.0], [-9999.0], [-9999.0], [-9999.0], [-9999.0], [-9999.0], [-9999.0], [-9999.0], [-9999.0], [-9999.0], [-9999.0], [-9999.0], [-9999.0], [-9999.0], [-9999.0], [-9999.0], [-9999.0], [-9999.0], [-9999.0], [-9999.0], [-9999.0], [-9999.0], [-9999.0], [-9999.0], [-9999.0], [-9999.0], [-9999.0], [-9999.0], [-9999.0], [-9999.0], [-9999.0], [-9999.0], [-9999.0], [-9999.0], [-9999.0], [-9999.0], [-9999.0], [-9999.0], [-9999.0], [-9999.0], [-9999.0], [-9999.0], [-9999.0], [-9999.0], [-9999.0], [-9999.0], [-9999.0], [-9999.0], [-9999.0], [-9999.0], [-9999.0], [-9999.0], [-9999.0], [-9999.0], [-9999.0], [-9999.0], [-9999.0], [-9999.0], [-9999.0], [-9999.0], [-9999.0], [-9999.0], [-9999.0], [-9999.0], [-9999.0], [-9999.0], [-9999.0], [-9999.0], [-9999.0], [-9999.0], [-9999.0], [-9999.0], [-9999.0], [-9999.0], [-9999.0], [-9999.0], [-9999.0], [-9999.0], [-9999.0], [-9999.0], [-9999.0], [-9999.0], [-9999.0], [-9999.0], [-9999.0], [-9999.0], [-9999.0], [-9999.0], [-9999.0], [-9999.0], [-9999.0], [-9999.0], [-9999.0], [-9999.0], [-9999.0], [-9999.0], [-9999.0], [-9999.0], [-9999.0], [-9999.0], [-9999.0], [-9999.0], [-9999.0], [-9999.0], [-9999.0], [-9999.0], [-9999.0], [-9999.0], [-9999.0], [-9999.0], [-9999.0], [-9999.0], [-9999.0], [-9999.0], [-9999.0], [-9999.0], [-9999.0], [-9999.0], [-9999.0], [-9999.0], [-9999.0], [-9999.0], [-9999.0], [-9999.0], [-9999.0], [-9999.0], [-9999.0], [-9999.0], [-9999.0], [-9999.0], [-9999.0], [-9999.0], [-9999.0], [-9999.0], [-9999.0], [-9999.0], [-9999.0], [-9999.0], [-9999.0], [-9999.0], [-9999.0], [-9999.0], [-9999.0], [-9999.0], [-9999.0], [-9999.0], [-9999.0], [-9999.0], [-9999.0], [-9999.0], [-9999.0], [-9999.0], [-9999.0], [-9999.0], [-9999.0], [-9999.0], [-9999.0], [-9999.0], [-9999.0], [-9999.0], [-9999.0], [-9999.0], [-9999.0], [-9999.0], [-9999.0], [-9999.0], [-9999.0], [-9999.0], [-9999.0], [-9999.0], [-9999.0], [-9999.0], [-9999.0], [-9999.0], [-9999.0], [-9999.0], [-9999.0], [-9999.0], [-9999.0], [-9999.0], [-9999.0], [-9999.0], [-9999.0], [-9999.0], [-9999.0], [-9999.0], [-9999.0], [-9999.0], [-9999.0], [-9999.0], [-9999.0], [-9999.0], [-9999.0], [-9999.0], [-9999.0], [-9999.0], [-9999.0], [-9999.0], [-9999.0], [-9999.0], [-9999.0], [-9999.0], [-9999.0]]
floatingse.platform_Vx | output | N | [[-71.89074044896866], [-12558.977018517171], [-12608.78261610645], [-31120.95741920321], [-116828.86914146633], [-122960.98356930366], [-128306.1209117262], [-234421.1085491262], [-234975.86599492907], [-445649.3139142838], [-1477880.261494108], [-1479303.3208685599], [-1480657.5516409117], [-1690880.952833295], [-1870757.4522648877], [-2015673.0153359338], [1147480.0263499792], [1147436.9258466316], [2745.725975670093], [-7202.644556007513], [-8404.147742591782], [-8404.171413205428], [-8404.193198667277], [2745.7180825952887], [-7202.638887877628], [-8404.126674484989], [-8404.147975139196], [-8404.169760124196], [2745.7168771509528], [-7202.646135355398], [-8404.141338181278], [-8404.155511937912], [-8404.177296818603], [-9999.0], [-9999.0], [-9999.0], [-9999.0], [-9999.0], [-9999.0], [-9999.0], [-9999.0], [-9999.0], [-9999.0], [-9999.0], [-9999.0], [-9999.0], [-9999.0], [-9999.0], [-9999.0], [-9999.0], [-9999.0], [-9999.0], [-9999.0], [-9999.0], [-9999.0], [-9999.0], [-9999.0], [-9999.0], [-9999.0], [-9999.0], [-9999.0], [-9999.0], [-9999.0], [-9999.0], [-9999.0], [-9999.0], [-9999.0], [-9999.0], [-9999.0], [-9999.0], [-9999.0], [-9999.0], [-9999.0], [-9999.0], [-9999.0], [-9999.0], [-9999.0], [-9999.0], [-9999.0], [-9999.0], [-9999.0], [-9999.0], [-9999.0], [-9999.0], [-9999.0], [-9999.0], [-9999.0], [-9999.0], [-9999.0], [-9999.0], [-9999.0], [-9999.0], [-9999.0], [-9999.0], [-9999.0], [-9999.0], [-9999.0], [-9999.0], [-9999.0], [-9999.0], [-9999.0], [-9999.0], [-9999.0], [-9999.0], [-9999.0], [-9999.0], [-9999.0], [-9999.0], [-9999.0], [-9999.0], [-9999.0], [-9999.0], [-9999.0], [-9999.0], [-9999.0], [-9999.0], [-9999.0], [-9999.0], [-9999.0], [-9999.0], [-9999.0], [-9999.0], [-9999.0], [-9999.0], [-9999.0], [-9999.0], [-9999.0], [-9999.0], [-9999.0], [-9999.0], [-9999.0], [-9999.0], [-9999.0], [-9999.0], [-9999.0], [-9999.0], [-9999.0], [-9999.0], [-9999.0], [-9999.0], [-9999.0], [-9999.0], [-9999.0], [-9999.0], [-9999.0], [-9999.0], [-9999.0], [-9999.0], [-9999.0], [-9999.0], [-9999.0], [-9999.0], [-9999.0], [-9999.0], [-9999.0], [-9999.0], [-9999.0], [-9999.0], [-9999.0], [-9999.0], [-9999.0], [-9999.0], [-9999.0], [-9999.0], [-9999.0], [-9999.0], [-9999.0], [-9999.0], [-9999.0], [-9999.0], [-9999.0], [-9999.0], [-9999.0], [-9999.0], [-9999.0], [-9999.0], [-9999.0], [-9999.0], [-9999.0], [-9999.0], [-9999.0], [-9999.0], [-9999.0], [-9999.0], [-9999.0], [-9999.0], [-9999.0], [-9999.0], [-9999.0], [-9999.0], [-9999.0], [-9999.0], [-9999.0], [-9999.0], [-9999.0], [-9999.0], [-9999.0], [-9999.0], [-9999.0], [-9999.0], [-9999.0], [-9999.0], [-9999.0], [-9999.0], [-9999.0], [-9999.0], [-9999.0], [-9999.0], [-9999.0], [-9999.0], [-9999.0], [-9999.0], [-9999.0], [-9999.0], [-9999.0], [-9999.0], [-9999.0], [-9999.0], [-9999.0], [-9999.0], [-9999.0], [-9999.0], [-9999.0], [-9999.0], [-9999.0], [-9999.0], [-9999.0], [-9999.0], [-9999.0], [-9999.0], [-9999.0], [-9999.0], [-9999.0], [-9999.0], [-9999.0], [-9999.0], [-9999.0], [-9999.0], [-9999.0], [-9999.0], [-9999.0], [-9999.0], [-9999.0], [-9999.0], [-9999.0], [-9999.0], [-9999.0], [-9999.0], [-9999.0], [-9999.0], [-9999.0], [-9999.0], [-9999.0], [-9999.0], [-9999.0], [-9999.0], [-9999.0], [-9999.0], [-9999.0], [-9999.0], [-9999.0], [-9999.0], [-9999.0], [-9999.0], [-9999.0], [-9999.0], [-9999.0], [-9999.0], [-9999.0], [-9999.0], [-9999.0], [-9999.0], [-9999.0], [-9999.0], [-9999.0], [-9999.0], [-9999.0], [-9999.0], [-9999.0], [-9999.0], [-9999.0], [-9999.0], [-9999.0], [-9999.0], [-9999.0], [-9999.0], [-9999.0], [-9999.0], [-9999.0], [-9999.0], [-9999.0], [-9999.0], [-9999.0], [-9999.0], [-9999.0], [-9999.0], [-9999.0], [-9999.0], [-9999.0], [-9999.0], [-9999.0], [-9999.0], [-9999.0], [-9999.0], [-9999.0], [-9999.0], [-9999.0], [-9999.0], [-9999.0], [-9999.0], [-9999.0], [-9999.0], [-9999.0], [-9999.0], [-9999.0], [-9999.0], [-9999.0], [-9999.0], [-9999.0], [-9999.0], [-9999.0], [-9999.0], [-9999.0], [-9999.0], [-9999.0], [-9999.0], [-9999.0], [-9999.0], [-9999.0], [-9999.0], [-9999.0], [-9999.0], [-9999.0], [-9999.0], [-9999.0], [-9999.0], [-9999.0], [-9999.0], [-9999.0], [-9999.0], [-9999.0], [-9999.0], [-9999.0], [-9999.0], [-9999.0], [-9999.0], [-9999.0], [-9999.0], [-9999.0], [-9999.0], [-9999.0], [-9999.0], [-9999.0], [-9999.0], [-9999.0], [-9999.0], [-9999.0], [-9999.0], [-9999.0], [-9999.0], [-9999.0], [-9999.0], [-9999.0], [-9999.0], [-9999.0], [-9999.0], [-9999.0], [-9999.0], [-9999.0], [-9999.0], [-9999.0], [-9999.0], [-9999.0], [-9999.0], [-9999.0], [-9999.0], [-9999.0], [-9999.0], [-9999.0], [-9999.0], [-9999.0], [-9999.0], [-9999.0], [-9999.0], [-9999.0], [-9999.0], [-9999.0], [-9999.0], [-9999.0], [-9999.0], [-9999.0], [-9999.0], [-9999.0], [-9999.0], [-9999.0], [-9999.0], [-9999.0], [-9999.0], [-9999.0], [-9999.0], [-9999.0], [-9999.0], [-9999.0], [-9999.0], [-9999.0], [-9999.0], [-9999.0], [-9999.0], [-9999.0], [-9999.0], [-9999.0], [-9999.0], [-9999.0], [-9999.0], [-9999.0], [-9999.0], [-9999.0], [-9999.0], [-9999.0], [-9999.0], [-9999.0], [-9999.0], [-9999.0], [-9999.0], [-9999.0], [-9999.0], [-9999.0], [-9999.0], [-9999.0], [-9999.0], [-9999.0], [-9999.0], [-9999.0], [-9999.0], [-9999.0], [-9999.0], [-9999.0], [-9999.0], [-9999.0], [-9999.0], [-9999.0], [-9999.0], [-9999.0], [-9999.0], [-9999.0], [-9999.0], [-9999.0], [-9999.0], [-9999.0], [-9999.0], [-9999.0], [-9999.0], [-9999.0], [-9999.0], [-9999.0], [-9999.0], [-9999.0], [-9999.0], [-9999.0], [-9999.0], [-9999.0], [-9999.0], [-9999.0], [-9999.0], [-9999.0], [-9999.0], [-9999.0], [-9999.0], [-9999.0], [-9999.0], [-9999.0], [-9999.0], [-9999.0], [-9999.0], [-9999.0], [-9999.0], [-9999.0], [-9999.0], [-9999.0], [-9999.0], [-9999.0], [-9999.0], [-9999.0], [-9999.0], [-9999.0], [-9999.0], [-9999.0], [-9999.0], [-9999.0], [-9999.0], [-9999.0], [-9999.0], [-9999.0], [-9999.0], [-9999.0], [-9999.0], [-9999.0], [-9999.0], [-9999.0], [-9999.0]]
floatingse.platform_Vy | output | N | [[-7.720664143562317e-07], [6.519964514950516e-07], [4.04752790927887e-06], [1.346949428437938e-05], [1.3469494295925699e-05], [0.04307490585642881], [0.04307490590372254], [0.04307490588424123], [0.04307968355715275], [0.04307864032455555], [0.04307864032455111], [0.043074868619441986], [0.043080128729343414], [0.043077870062830925], [0.043077870062816714], [0.04307787006279851], [7195.219986505806], [7195.21337890625], [4.510184226091951e-09], [1.7187176126753911e-09], [2.283741196151823e-09], [3.0556552843563622e-09], [3.0553994889714886e-09], [-1.073196272897667], [-26.605480830623584], [-27.626538178553346], [-144.1728099687037], [-288.5453046161458], [1.0486408654331627], [26.588993265448245], [27.678589037289385], [144.33061535330245], [288.7031117185509], [-9999.0], [-9999.0], [-9999.0], [-9999.0], [-9999.0], [-9999.0], [-9999.0], [-9999.0], [-9999.0], [-9999.0], [-9999.0], [-9999.0], [-9999.0], [-9999.0], [-9999.0], [-9999.0], [-9999.0], [-9999.0], [-9999.0], [-9999.0], [-9999.0], [-9999.0], [-9999.0], [-9999.0], [-9999.0], [-9999.0], [-9999.0], [-9999.0], [-9999.0], [-9999.0], [-9999.0], [-9999.0], [-9999.0], [-9999.0], [-9999.0], [-9999.0], [-9999.0], [-9999.0], [-9999.0], [-9999.0], [-9999.0], [-9999.0], [-9999.0], [-9999.0], [-9999.0], [-9999.0], [-9999.0], [-9999.0], [-9999.0], [-9999.0], [-9999.0], [-9999.0], [-9999.0], [-9999.0], [-9999.0], [-9999.0], [-9999.0], [-9999.0], [-9999.0], [-9999.0], [-9999.0], [-9999.0], [-9999.0], [-9999.0], [-9999.0], [-9999.0], [-9999.0], [-9999.0], [-9999.0], [-9999.0], [-9999.0], [-9999.0], [-9999.0], [-9999.0], [-9999.0], [-9999.0], [-9999.0], [-9999.0], [-9999.0], [-9999.0], [-9999.0], [-9999.0], [-9999.0], [-9999.0], [-9999.0], [-9999.0], [-9999.0], [-9999.0], [-9999.0], [-9999.0], [-9999.0], [-9999.0], [-9999.0], [-9999.0], [-9999.0], [-9999.0], [-9999.0], [-9999.0], [-9999.0], [-9999.0], [-9999.0], [-9999.0], [-9999.0], [-9999.0], [-9999.0], [-9999.0], [-9999.0], [-9999.0], [-9999.0], [-9999.0], [-9999.0], [-9999.0], [-9999.0], [-9999.0], [-9999.0], [-9999.0], [-9999.0], [-9999.0], [-9999.0], [-9999.0], [-9999.0], [-9999.0], [-9999.0], [-9999.0], [-9999.0], [-9999.0], [-9999.0], [-9999.0], [-9999.0], [-9999.0], [-9999.0], [-9999.0], [-9999.0], [-9999.0], [-9999.0], [-9999.0], [-9999.0], [-9999.0], [-9999.0], [-9999.0], [-9999.0], [-9999.0], [-9999.0], [-9999.0], [-9999.0], [-9999.0], [-9999.0], [-9999.0], [-9999.0], [-9999.0], [-9999.0], [-9999.0], [-9999.0], [-9999.0], [-9999.0], [-9999.0], [-9999.0], [-9999.0], [-9999.0], [-9999.0], [-9999.0], [-9999.0], [-9999.0], [-9999.0], [-9999.0], [-9999.0], [-9999.0], [-9999.0], [-9999.0], [-9999.0], [-9999.0], [-9999.0], [-9999.0], [-9999.0], [-9999.0], [-9999.0], [-9999.0], [-9999.0], [-9999.0], [-9999.0], [-9999.0], [-9999.0], [-9999.0], [-9999.0], [-9999.0], [-9999.0], [-9999.0], [-9999.0], [-9999.0], [-9999.0], [-9999.0], [-9999.0], [-9999.0], [-9999.0], [-9999.0], [-9999.0], [-9999.0], [-9999.0], [-9999.0], [-9999.0], [-9999.0], [-9999.0], [-9999.0], [-9999.0], [-9999.0], [-9999.0], [-9999.0], [-9999.0], [-9999.0], [-9999.0], [-9999.0], [-9999.0], [-9999.0], [-9999.0], [-9999.0], [-9999.0], [-9999.0], [-9999.0], [-9999.0], [-9999.0], [-9999.0], [-9999.0], [-9999.0], [-9999.0], [-9999.0], [-9999.0], [-9999.0], [-9999.0], [-9999.0], [-9999.0], [-9999.0], [-9999.0], [-9999.0], [-9999.0], [-9999.0], [-9999.0], [-9999.0], [-9999.0], [-9999.0], [-9999.0], [-9999.0], [-9999.0], [-9999.0], [-9999.0], [-9999.0], [-9999.0], [-9999.0], [-9999.0], [-9999.0], [-9999.0], [-9999.0], [-9999.0], [-9999.0], [-9999.0], [-9999.0], [-9999.0], [-9999.0], [-9999.0], [-9999.0], [-9999.0], [-9999.0], [-9999.0], [-9999.0], [-9999.0], [-9999.0], [-9999.0], [-9999.0], [-9999.0], [-9999.0], [-9999.0], [-9999.0], [-9999.0], [-9999.0], [-9999.0], [-9999.0], [-9999.0], [-9999.0], [-9999.0], [-9999.0], [-9999.0], [-9999.0], [-9999.0], [-9999.0], [-9999.0], [-9999.0], [-9999.0], [-9999.0], [-9999.0], [-9999.0], [-9999.0], [-9999.0], [-9999.0], [-9999.0], [-9999.0], [-9999.0], [-9999.0], [-9999.0], [-9999.0], [-9999.0], [-9999.0], [-9999.0], [-9999.0], [-9999.0], [-9999.0], [-9999.0], [-9999.0], [-9999.0], [-9999.0], [-9999.0], [-9999.0], [-9999.0], [-9999.0], [-9999.0], [-9999.0], [-9999.0], [-9999.0], [-9999.0], [-9999.0], [-9999.0], [-9999.0], [-9999.0], [-9999.0], [-9999.0], [-9999.0], [-9999.0], [-9999.0], [-9999.0], [-9999.0], [-9999.0], [-9999.0], [-9999.0], [-9999.0], [-9999.0], [-9999.0], [-9999.0], [-9999.0], [-9999.0], [-9999.0], [-9999.0], [-9999.0], [-9999.0], [-9999.0], [-9999.0], [-9999.0], [-9999.0], [-9999.0], [-9999.0], [-9999.0], [-9999.0], [-9999.0], [-9999.0], [-9999.0], [-9999.0], [-9999.0], [-9999.0], [-9999.0], [-9999.0], [-9999.0], [-9999.0], [-9999.0], [-9999.0], [-9999.0], [-9999.0], [-9999.0], [-9999.0], [-9999.0], [-9999.0], [-9999.0], [-9999.0], [-9999.0], [-9999.0], [-9999.0], [-9999.0], [-9999.0], [-9999.0], [-9999.0], [-9999.0], [-9999.0], [-9999.0], [-9999.0], [-9999.0], [-9999.0], [-9999.0], [-9999.0], [-9999.0], [-9999.0], [-9999.0], [-9999.0], [-9999.0], [-9999.0], [-9999.0], [-9999.0], [-9999.0], [-9999.0], [-9999.0], [-9999.0], [-9999.0], [-9999.0], [-9999.0], [-9999.0], [-9999.0], [-9999.0], [-9999.0], [-9999.0], [-9999.0], [-9999.0], [-9999.0], [-9999.0], [-9999.0], [-9999.0], [-9999.0], [-9999.0], [-9999.0], [-9999.0], [-9999.0], [-9999.0], [-9999.0], [-9999.0], [-9999.0], [-9999.0], [-9999.0], [-9999.0], [-9999.0], [-9999.0], [-9999.0], [-9999.0], [-9999.0], [-9999.0], [-9999.0], [-9999.0], [-9999.0], [-9999.0], [-9999.0], [-9999.0], [-9999.0], [-9999.0], [-9999.0], [-9999.0], [-9999.0], [-9999.0], [-9999.0], [-9999.0], [-9999.0], [-9999.0], [-9999.0], [-9999.0], [-9999.0], [-9999.0], [-9999.0], [-9999.0], [-9999.0], [-9999.0], [-9999.0], [-9999.0], [-9999.0], [-9999.0], [-9999.0], [-9999.0], [-9999.0], [-9999.0], [-9999.0], [-9999.0], [-9999.0], [-9999.0], [-9999.0], [-9999.0], [-9999.0]]
floatingse.platform_Mxx | output | N*m | [[-7.08532752469182e-08], [8.349354462922065e-06], [8.596151019446552e-06], [0.00017002507149399548], [0.0005067664698898966], [0.009736403134354532], [0.05279838654035984], [0.6116952904016735], [0.613849290588405], [1.2590380837464679], [2.4642492041063875], [2.465326039600768], [2.4664030425046803], [2.637529878698466], [2.809733664274514], [3.111300293649105], [7545126.148621116], [7545485.909507751], [9.702461056804168e-12], [6.473602764955899e-10], [7.543121682829224e-10], [7.4330337440642325e-09], [1.537711336041525e-08], [-0.010275141927137915], [-6.433121264288328], [-6.975050192580238], [-188.52460614737785], [-752.9345810206707], [0.008838959243745953], [6.423182537691499], [6.966190414713492], [188.84779718597085], [753.6680699836709], [-9999.0], [-9999.0], [-9999.0], [-9999.0], [-9999.0], [-9999.0], [-9999.0], [-9999.0], [-9999.0], [-9999.0], [-9999.0], [-9999.0], [-9999.0], [-9999.0], [-9999.0], [-9999.0], [-9999.0], [-9999.0], [-9999.0], [-9999.0], [-9999.0], [-9999.0], [-9999.0], [-9999.0], [-9999.0], [-9999.0], [-9999.0], [-9999.0], [-9999.0], [-9999.0], [-9999.0], [-9999.0], [-9999.0], [-9999.0], [-9999.0], [-9999.0], [-9999.0], [-9999.0], [-9999.0], [-9999.0], [-9999.0], [-9999.0], [-9999.0], [-9999.0], [-9999.0], [-9999.0], [-9999.0], [-9999.0], [-9999.0], [-9999.0], [-9999.0], [-9999.0], [-9999.0], [-9999.0], [-9999.0], [-9999.0], [-9999.0], [-9999.0], [-9999.0], [-9999.0], [-9999.0], [-9999.0], [-9999.0], [-9999.0], [-9999.0], [-9999.0], [-9999.0], [-9999.0], [-9999.0], [-9999.0], [-9999.0], [-9999.0], [-9999.0], [-9999.0], [-9999.0], [-9999.0], [-9999.0], [-9999.0], [-9999.0], [-9999.0], [-9999.0], [-9999.0], [-9999.0], [-9999.0], [-9999.0], [-9999.0], [-9999.0], [-9999.0], [-9999.0], [-9999.0], [-9999.0], [-9999.0], [-9999.0], [-9999.0], [-9999.0], [-9999.0], [-9999.0], [-9999.0], [-9999.0], [-9999.0], [-9999.0], [-9999.0], [-9999.0], [-9999.0], [-9999.0], [-9999.0], [-9999.0], [-9999.0], [-9999.0], [-9999.0], [-9999.0], [-9999.0], [-9999.0], [-9999.0], [-9999.0], [-9999.0], [-9999.0], [-9999.0], [-9999.0], [-9999.0], [-9999.0], [-9999.0], [-9999.0], [-9999.0], [-9999.0], [-9999.0], [-9999.0], [-9999.0], [-9999.0], [-9999.0], [-9999.0], [-9999.0], [-9999.0], [-9999.0], [-9999.0], [-9999.0], [-9999.0], [-9999.0], [-9999.0], [-9999.0], [-9999.0], [-9999.0], [-9999.0], [-9999.0], [-9999.0], [-9999.0], [-9999.0], [-9999.0], [-9999.0], [-9999.0], [-9999.0], [-9999.0], [-9999.0], [-9999.0], [-9999.0], [-9999.0], [-9999.0], [-9999.0], [-9999.0], [-9999.0], [-9999.0], [-9999.0], [-9999.0], [-9999.0], [-9999.0], [-9999.0], [-9999.0], [-9999.0], [-9999.0], [-9999.0], [-9999.0], [-9999.0], [-9999.0], [-9999.0], [-9999.0], [-9999.0], [-9999.0], [-9999.0], [-9999.0], [-9999.0], [-9999.0], [-9999.0], [-9999.0], [-9999.0], [-9999.0], [-9999.0], [-9999.0], [-9999.0], [-9999.0], [-9999.0], [-9999.0], [-9999.0], [-9999.0], [-9999.0], [-9999.0], [-9999.0], [-9999.0], [-9999.0], [-9999.0], [-9999.0], [-9999.0], [-9999.0], [-9999.0], [-9999.0], [-9999.0], [-9999.0], [-9999.0], [-9999.0], [-9999.0], [-9999.0], [-9999.0], [-9999.0], [-9999.0], [-9999.0], [-9999.0], [-9999.0], [-9999.0], [-9999.0], [-9999.0], [-9999.0], [-9999.0], [-9999.0], [-9999.0], [-9999.0], [-9999.0], [-9999.0], [-9999.0], [-9999.0], [-9999.0], [-9999.0], [-9999.0], [-9999.0], [-9999.0], [-9999.0], [-9999.0], [-9999.0], [-9999.0], [-9999.0], [-9999.0], [-9999.0], [-9999.0], [-9999.0], [-9999.0], [-9999.0], [-9999.0], [-9999.0], [-9999.0], [-9999.0], [-9999.0], [-9999.0], [-9999.0], [-9999.0], [-9999.0], [-9999.0], [-9999.0], [-9999.0], [-9999.0], [-9999.0], [-9999.0], [-9999.0], [-9999.0], [-9999.0], [-9999.0], [-9999.0], [-9999.0], [-9999.0], [-9999.0], [-9999.0], [-9999.0], [-9999.0], [-9999.0], [-9999.0], [-9999.0], [-9999.0], [-9999.0], [-9999.0], [-9999.0], [-9999.0], [-9999.0], [-9999.0], [-9999.0], [-9999.0], [-9999.0], [-9999.0], [-9999.0], [-9999.0], [-9999.0], [-9999.0], [-9999.0], [-9999.0], [-9999.0], [-9999.0], [-9999.0], [-9999.0], [-9999.0], [-9999.0], [-9999.0], [-9999.0], [-9999.0], [-9999.0], [-9999.0], [-9999.0], [-9999.0], [-9999.0], [-9999.0], [-9999.0], [-9999.0], [-9999.0], [-9999.0], [-9999.0], [-9999.0], [-9999.0], [-9999.0], [-9999.0], [-9999.0], [-9999.0], [-9999.0], [-9999.0], [-9999.0], [-9999.0], [-9999.0], [-9999.0], [-9999.0], [-9999.0], [-9999.0], [-9999.0], [-9999.0], [-9999.0], [-9999.0], [-9999.0], [-9999.0], [-9999.0], [-9999.0], [-9999.0], [-9999.0], [-9999.0], [-9999.0], [-9999.0], [-9999.0], [-9999.0], [-9999.0], [-9999.0], [-9999.0], [-9999.0], [-9999.0], [-9999.0], [-9999.0], [-9999.0], [-9999.0], [-9999.0], [-9999.0], [-9999.0], [-9999.0], [-9999.0], [-9999.0], [-9999.0], [-9999.0], [-9999.0], [-9999.0], [-9999.0], [-9999.0], [-9999.0], [-9999.0], [-9999.0], [-9999.0], [-9999.0], [-9999.0], [-9999.0], [-9999.0], [-9999.0], [-9999.0], [-9999.0], [-9999.0], [-9999.0], [-9999.0], [-9999.0], [-9999.0], [-9999.0], [-9999.0], [-9999.0], [-9999.0], [-9999.0], [-9999.0], [-9999.0], [-9999.0], [-9999.0], [-9999.0], [-9999.0], [-9999.0], [-9999.0], [-9999.0], [-9999.0], [-9999.0], [-9999.0], [-9999.0], [-9999.0], [-9999.0], [-9999.0], [-9999.0], [-9999.0], [-9999.0], [-9999.0], [-9999.0], [-9999.0], [-9999.0], [-9999.0], [-9999.0], [-9999.0], [-9999.0], [-9999.0], [-9999.0], [-9999.0], [-9999.0], [-9999.0], [-9999.0], [-9999.0], [-9999.0], [-9999.0], [-9999.0], [-9999.0], [-9999.0], [-9999.0], [-9999.0], [-9999.0], [-9999.0], [-9999.0], [-9999.0], [-9999.0], [-9999.0], [-9999.0], [-9999.0], [-9999.0], [-9999.0], [-9999.0], [-9999.0], [-9999.0], [-9999.0], [-9999.0], [-9999.0], [-9999.0], [-9999.0], [-9999.0], [-9999.0], [-9999.0], [-9999.0], [-9999.0], [-9999.0], [-9999.0], [-9999.0], [-9999.0], [-9999.0], [-9999.0], [-9999.0], [-9999.0], [-9999.0], [-9999.0], [-9999.0], [-9999.0], [-9999.0], [-9999.0], [-9999.0], [-9999.0], [-9999.0], [-9999.0], [-9999.0], [-9999.0], [-9999.0]]
floatingse.platform_Myy | output | N*m | [[3.943282600681868], [73944.7979459581], [74574.14408514646], [330713.1572724483], [2025696.269700385], [2146063.5351992534], [2271668.194335654], [4556106.167035772], [4567842.260717821], [9564248.770563642], [34073410.28175909], [34110374.75275233], [34147373.34307923], [40460592.81852333], [47594238.84716933], [61364827.28107379], [88956682.30715352], [88899309.39558545], [-66.92944955171556], [958.1644186962978], [1114.2324979966743], [18762.974086178165], [40613.8484773141], [-66.92932822057183], [958.1619541815467], [1114.229549092566], [18762.92187341085], [40613.73532586067], [-66.92928873249467], [958.1653370785511], [1114.2332651739468], [18762.94134857288], [40613.774396280634], [-9999.0], [-9999.0], [-9999.0], [-9999.0], [-9999.0], [-9999.0], [-9999.0], [-9999.0], [-9999.0], [-9999.0], [-9999.0], [-9999.0], [-9999.0], [-9999.0], [-9999.0], [-9999.0], [-9999.0], [-9999.0], [-9999.0], [-9999.0], [-9999.0], [-9999.0], [-9999.0], [-9999.0], [-9999.0], [-9999.0], [-9999.0], [-9999.0], [-9999.0], [-9999.0], [-9999.0], [-9999.0], [-9999.0], [-9999.0], [-9999.0], [-9999.0], [-9999.0], [-9999.0], [-9999.0], [-9999.0], [-9999.0], [-9999.0], [-9999.0], [-9999.0], [-9999.0], [-9999.0], [-9999.0], [-9999.0], [-9999.0], [-9999.0], [-9999.0], [-9999.0], [-9999.0], [-9999.0], [-9999.0], [-9999.0], [-9999.0], [-9999.0], [-9999.0], [-9999.0], [-9999.0], [-9999.0], [-9999.0], [-9999.0], [-9999.0], [-9999.0], [-9999.0], [-9999.0], [-9999.0], [-9999.0], [-9999.0], [-9999.0], [-9999.0], [-9999.0], [-9999.0], [-9999.0], [-9999.0], [-9999.0], [-9999.0], [-9999.0], [-9999.0], [-9999.0], [-9999.0], [-9999.0], [-9999.0], [-9999.0], [-9999.0], [-9999.0], [-9999.0], [-9999.0], [-9999.0], [-9999.0], [-9999.0], [-9999.0], [-9999.0], [-9999.0], [-9999.0], [-9999.0], [-9999.0], [-9999.0], [-9999.0], [-9999.0], [-9999.0], [-9999.0], [-9999.0], [-9999.0], [-9999.0], [-9999.0], [-9999.0], [-9999.0], [-9999.0], [-9999.0], [-9999.0], [-9999.0], [-9999.0], [-9999.0], [-9999.0], [-9999.0], [-9999.0], [-9999.0], [-9999.0], [-9999.0], [-9999.0], [-9999.0], [-9999.0], [-9999.0], [-9999.0], [-9999.0], [-9999.0], [-9999.0], [-9999.0], [-9999.0], [-9999.0], [-9999.0], [-9999.0], [-9999.0], [-9999.0], [-9999.0], [-9999.0], [-9999.0], [-9999.0], [-9999.0], [-9999.0], [-9999.0], [-9999.0], [-9999.0], [-9999.0], [-9999.0], [-9999.0], [-9999.0], [-9999.0], [-9999.0], [-9999.0], [-9999.0], [-9999.0], [-9999.0], [-9999.0], [-9999.0], [-9999.0], [-9999.0], [-9999.0], [-9999.0], [-9999.0], [-9999.0], [-9999.0], [-9999.0], [-9999.0], [-9999.0], [-9999.0], [-9999.0], [-9999.0], [-9999.0], [-9999.0], [-9999.0], [-9999.0], [-9999.0], [-9999.0], [-9999.0], [-9999.0], [-9999.0], [-9999.0], [-9999.0], [-9999.0], [-9999.0], [-9999.0], [-9999.0], [-9999.0], [-9999.0], [-9999.0], [-9999.0], [-9999.0], [-9999.0], [-9999.0], [-9999.0], [-9999.0], [-9999.0], [-9999.0], [-9999.0], [-9999.0], [-9999.0], [-9999.0], [-9999.0], [-9999.0], [-9999.0], [-9999.0], [-9999.0], [-9999.0], [-9999.0], [-9999.0], [-9999.0], [-9999.0], [-9999.0], [-9999.0], [-9999.0], [-9999.0], [-9999.0], [-9999.0], [-9999.0], [-9999.0], [-9999.0], [-9999.0], [-9999.0], [-9999.0], [-9999.0], [-9999.0], [-9999.0], [-9999.0], [-9999.0], [-9999.0], [-9999.0], [-9999.0], [-9999.0], [-9999.0], [-9999.0], [-9999.0], [-9999.0], [-9999.0], [-9999.0], [-9999.0], [-9999.0], [-9999.0], [-9999.0], [-9999.0], [-9999.0], [-9999.0], [-9999.0], [-9999.0], [-9999.0], [-9999.0], [-9999.0], [-9999.0], [-9999.0], [-9999.0], [-9999.0], [-9999.0], [-9999.0], [-9999.0], [-9999.0], [-9999.0], [-9999.0], [-9999.0], [-9999.0], [-9999.0], [-9999.0], [-9999.0], [-9999.0], [-9999.0], [-9999.0], [-9999.0], [-9999.0], [-9999.0], [-9999.0], [-9999.0], [-9999.0], [-9999.0], [-9999.0], [-9999.0], [-9999.0], [-9999.0], [-9999.0], [-9999.0], [-9999.0], [-9999.0], [-9999.0], [-9999.0], [-9999.0], [-9999.0], [-9999.0], [-9999.0], [-9999.0], [-9999.0], [-9999.0], [-9999.0], [-9999.0], [-9999.0], [-9999.0], [-9999.0], [-9999.0], [-9999.0], [-9999.0], [-9999.0], [-9999.0], [-9999.0], [-9999.0], [-9999.0], [-9999.0], [-9999.0], [-9999.0], [-9999.0], [-9999.0], [-9999.0], [-9999.0], [-9999.0], [-9999.0], [-9999.0], [-9999.0], [-9999.0], [-9999.0], [-9999.0], [-9999.0], [-9999.0], [-9999.0], [-9999.0], [-9999.0], [-9999.0], [-9999.0], [-9999.0], [-9999.0], [-9999.0], [-9999.0], [-9999.0], [-9999.0], [-9999.0], [-9999.0], [-9999.0], [-9999.0], [-9999.0], [-9999.0], [-9999.0], [-9999.0], [-9999.0], [-9999.0], [-9999.0], [-9999.0], [-9999.0], [-9999.0], [-9999.0], [-9999.0], [-9999.0], [-9999.0], [-9999.0], [-9999.0], [-9999.0], [-9999.0], [-9999.0], [-9999.0], [-9999.0], [-9999.0], [-9999.0], [-9999.0], [-9999.0], [-9999.0], [-9999.0], [-9999.0], [-9999.0], [-9999.0], [-9999.0], [-9999.0], [-9999.0], [-9999.0], [-9999.0], [-9999.0], [-9999.0], [-9999.0], [-9999.0], [-9999.0], [-9999.0], [-9999.0], [-9999.0], [-9999.0], [-9999.0], [-9999.0], [-9999.0], [-9999.0], [-9999.0], [-9999.0], [-9999.0], [-9999.0], [-9999.0], [-9999.0], [-9999.0], [-9999.0], [-9999.0], [-9999.0], [-9999.0], [-9999.0], [-9999.0], [-9999.0], [-9999.0], [-9999.0], [-9999.0], [-9999.0], [-9999.0], [-9999.0], [-9999.0], [-9999.0], [-9999.0], [-9999.0], [-9999.0], [-9999.0], [-9999.0], [-9999.0], [-9999.0], [-9999.0], [-9999.0], [-9999.0], [-9999.0], [-9999.0], [-9999.0], [-9999.0], [-9999.0], [-9999.0], [-9999.0], [-9999.0], [-9999.0], [-9999.0], [-9999.0], [-9999.0], [-9999.0], [-9999.0], [-9999.0], [-9999.0], [-9999.0], [-9999.0], [-9999.0], [-9999.0], [-9999.0], [-9999.0], [-9999.0], [-9999.0], [-9999.0], [-9999.0], [-9999.0], [-9999.0], [-9999.0], [-9999.0], [-9999.0], [-9999.0], [-9999.0], [-9999.0], [-9999.0], [-9999.0], [-9999.0], [-9999.0], [-9999.0], [-9999.0], [-9999.0], [-9999.0], [-9999.0], [-9999.0], [-9999.0], [-9999.0], [-9999.0], [-9999.0], [-9999.0], [-9999.0], [-9999.0]]
floatingse.platform_Mzz | output | N*m | [[0.0], [-6.863974061431403e-13], [0.0], [-1.738247813122377e-12], [-1.7377338900512386e-12], [-0.7334894679434878], [-0.7334894679434514], [-0.7334894679435241], [-0.7334894679446152], [-0.733489467948723], [-0.7334894679487234], [-0.7334894679484912], [-0.7334894679465273], [-0.733489467946972], [-0.7334894679469712], [-0.7334894679469712], [747893.3122146773], [747893.3122147718], [-4.3063405746148035e-15], [1.8912510029646965e-14], [9.241506713457676e-16], [-2.440791587819045e-14], [-2.4495601341964614e-14], [-1.649969522251363e-05], [-1.256057791371553e-05], [-0.00010694182751092955], [-5.429516697162277e-05], [-2.513732757127519e-05], [-4.360886715308601e-06], [-2.709758574339481e-05], [3.48909959136019e-05], [-2.3008336659249493e-05], [-5.2144975671958916e-05], [-9999.0], [-9999.0], [-9999.0], [-9999.0], [-9999.0], [-9999.0], [-9999.0], [-9999.0], [-9999.0], [-9999.0], [-9999.0], [-9999.0], [-9999.0], [-9999.0], [-9999.0], [-9999.0], [-9999.0], [-9999.0], [-9999.0], [-9999.0], [-9999.0], [-9999.0], [-9999.0], [-9999.0], [-9999.0], [-9999.0], [-9999.0], [-9999.0], [-9999.0], [-9999.0], [-9999.0], [-9999.0], [-9999.0], [-9999.0], [-9999.0], [-9999.0], [-9999.0], [-9999.0], [-9999.0], [-9999.0], [-9999.0], [-9999.0], [-9999.0], [-9999.0], [-9999.0], [-9999.0], [-9999.0], [-9999.0], [-9999.0], [-9999.0], [-9999.0], [-9999.0], [-9999.0], [-9999.0], [-9999.0], [-9999.0], [-9999.0], [-9999.0], [-9999.0], [-9999.0], [-9999.0], [-9999.0], [-9999.0], [-9999.0], [-9999.0], [-9999.0], [-9999.0], [-9999.0], [-9999.0], [-9999.0], [-9999.0], [-9999.0], [-9999.0], [-9999.0], [-9999.0], [-9999.0], [-9999.0], [-9999.0], [-9999.0], [-9999.0], [-9999.0], [-9999.0], [-9999.0], [-9999.0], [-9999.0], [-9999.0], [-9999.0], [-9999.0], [-9999.0], [-9999.0], [-9999.0], [-9999.0], [-9999.0], [-9999.0], [-9999.0], [-9999.0], [-9999.0], [-9999.0], [-9999.0], [-9999.0], [-9999.0], [-9999.0], [-9999.0], [-9999.0], [-9999.0], [-9999.0], [-9999.0], [-9999.0], [-9999.0], [-9999.0], [-9999.0], [-9999.0], [-9999.0], [-9999.0], [-9999.0], [-9999.0], [-9999.0], [-9999.0], [-9999.0], [-9999.0], [-9999.0], [-9999.0], [-9999.0], [-9999.0], [-9999.0], [-9999.0], [-9999.0], [-9999.0], [-9999.0], [-9999.0], [-9999.0], [-9999.0], [-9999.0], [-9999.0], [-9999.0], [-9999.0], [-9999.0], [-9999.0], [-9999.0], [-9999.0], [-9999.0], [-9999.0], [-9999.0], [-9999.0], [-9999.0], [-9999.0], [-9999.0], [-9999.0], [-9999.0], [-9999.0], [-9999.0], [-9999.0], [-9999.0], [-9999.0], [-9999.0], [-9999.0], [-9999.0], [-9999.0], [-9999.0], [-9999.0], [-9999.0], [-9999.0], [-9999.0], [-9999.0], [-9999.0], [-9999.0], [-9999.0], [-9999.0], [-9999.0], [-9999.0], [-9999.0], [-9999.0], [-9999.0], [-9999.0], [-9999.0], [-9999.0], [-9999.0], [-9999.0], [-9999.0], [-9999.0], [-9999.0], [-9999.0], [-9999.0], [-9999.0], [-9999.0], [-9999.0], [-9999.0], [-9999.0], [-9999.0], [-9999.0], [-9999.0], [-9999.0], [-9999.0], [-9999.0], [-9999.0], [-9999.0], [-9999.0], [-9999.0], [-9999.0], [-9999.0], [-9999.0], [-9999.0], [-9999.0], [-9999.0], [-9999.0], [-9999.0], [-9999.0], [-9999.0], [-9999.0], [-9999.0], [-9999.0], [-9999.0], [-9999.0], [-9999.0], [-9999.0], [-9999.0], [-9999.0], [-9999.0], [-9999.0], [-9999.0], [-9999.0], [-9999.0], [-9999.0], [-9999.0], [-9999.0], [-9999.0], [-9999.0], [-9999.0], [-9999.0], [-9999.0], [-9999.0], [-9999.0], [-9999.0], [-9999.0], [-9999.0], [-9999.0], [-9999.0], [-9999.0], [-9999.0], [-9999.0], [-9999.0], [-9999.0], [-9999.0], [-9999.0], [-9999.0], [-9999.0], [-9999.0], [-9999.0], [-9999.0], [-9999.0], [-9999.0], [-9999.0], [-9999.0], [-9999.0], [-9999.0], [-9999.0], [-9999.0], [-9999.0], [-9999.0], [-9999.0], [-9999.0], [-9999.0], [-9999.0], [-9999.0], [-9999.0], [-9999.0], [-9999.0], [-9999.0], [-9999.0], [-9999.0], [-9999.0], [-9999.0], [-9999.0], [-9999.0], [-9999.0], [-9999.0], [-9999.0], [-9999.0], [-9999.0], [-9999.0], [-9999.0], [-9999.0], [-9999.0], [-9999.0], [-9999.0], [-9999.0], [-9999.0], [-9999.0], [-9999.0], [-9999.0], [-9999.0], [-9999.0], [-9999.0], [-9999.0], [-9999.0], [-9999.0], [-9999.0], [-9999.0], [-9999.0], [-9999.0], [-9999.0], [-9999.0], [-9999.0], [-9999.0], [-9999.0], [-9999.0], [-9999.0], [-9999.0], [-9999.0], [-9999.0], [-9999.0], [-9999.0], [-9999.0], [-9999.0], [-9999.0], [-9999.0], [-9999.0], [-9999.0], [-9999.0], [-9999.0], [-9999.0], [-9999.0], [-9999.0], [-9999.0], [-9999.0], [-9999.0], [-9999.0], [-9999.0], [-9999.0], [-9999.0], [-9999.0], [-9999.0], [-9999.0], [-9999.0], [-9999.0], [-9999.0], [-9999.0], [-9999.0], [-9999.0], [-9999.0], [-9999.0], [-9999.0], [-9999.0], [-9999.0], [-9999.0], [-9999.0], [-9999.0], [-9999.0], [-9999.0], [-9999.0], [-9999.0], [-9999.0], [-9999.0], [-9999.0], [-9999.0], [-9999.0], [-9999.0], [-9999.0], [-9999.0], [-9999.0], [-9999.0], [-9999.0], [-9999.0], [-9999.0], [-9999.0], [-9999.0], [-9999.0], [-9999.0], [-9999.0], [-9999.0], [-9999.0], [-9999.0], [-9999.0], [-9999.0], [-9999.0], [-9999.0], [-9999.0], [-9999.0], [-9999.0], [-9999.0], [-9999.0], [-9999.0], [-9999.0], [-9999.0], [-9999.0], [-9999.0], [-9999.0], [-9999.0], [-9999.0], [-9999.0], [-9999.0], [-9999.0], [-9999.0], [-9999.0], [-9999.0], [-9999.0], [-9999.0], [-9999.0], [-9999.0], [-9999.0], [-9999.0], [-9999.0], [-9999.0], [-9999.0], [-9999.0], [-9999.0], [-9999.0], [-9999.0], [-9999.0], [-9999.0], [-9999.0], [-9999.0], [-9999.0], [-9999.0], [-9999.0], [-9999.0], [-9999.0], [-9999.0], [-9999.0], [-9999.0], [-9999.0], [-9999.0], [-9999.0], [-9999.0], [-9999.0], [-9999.0], [-9999.0], [-9999.0], [-9999.0], [-9999.0], [-9999.0], [-9999.0], [-9999.0], [-9999.0], [-9999.0], [-9999.0], [-9999.0], [-9999.0], [-9999.0], [-9999.0], [-9999.0], [-9999.0], [-9999.0], [-9999.0], [-9999.0], [-9999.0], [-9999.0], [-9999.0], [-9999.0], [-9999.0], [-9999.0], [-9999.0], [-9999.0], [-9999.0], [-9999.0], [-9999.0], [-9999.0], [-9999.0], [-9999.0], [-9999.0], [-9999.0], [-9999.0], [-9999.0], [-9999.0], [-9999.0], [-9999.0], [-9999.0]]
floatingse.tower_xyz | intermediate | m | [[0.0, 0.0, 10.0], [0.0, 0.0, 12.590000000000002], [0.0, 0.0, 15.180000000000003], [0.0, 0.0, 17.770000000000003], [0.0, 0.0, 20.360000000000003], [0.0, 0.0, 22.950000000000003], [0.0, 0.0, 25.54], [0.0, 0.0, 28.130000000000003], [0.0, 0.0, 30.720000000000006], [0.0, 0.0, 33.31], [0.0, 0.0, 35.900000000000006], [0.0, 0.0, 38.489999999999995], [0.0, 0.0, 41.08], [0.0, 0.0, 43.669999999999995], [0.0, 0.0, 46.260000000000005], [0.0, 0.0, 48.85], [0.0, 0.0, 51.44], [0.0, 0.0, 54.03000000000001], [0.0, 0.0, 56.62000000000001], [0.0, 0.0, 59.21000000000001], [0.0, 0.0, 61.8], [0.0, 0.0, 64.39], [0.0, 0.0, 66.97999999999999], [0.0, 0.0, 69.57], [0.0, 0.0, 72.16], [0.0, 0.0, 74.75], [0.0, 0.0, 77.34], [0.0, 0.0, 79.93], [0.0, 0.0, 82.52000000000001], [0.0, 0.0, 85.11], [0.0, 0.0, 87.7]]
floatingse.tower_A | intermediate | m**2 | [0.581936290891845, 0.5740927519118546, 0.5662492129318643, 0.5415354419135704, 0.5336351971861869, 0.5257349524587914, 0.5019876288345623, 0.4946158816729109, 0.4872441345112595, 0.46458234035060686, 0.45744648909813096, 0.450310637845652, 0.42845538087137536, 0.42129004263025477, 0.4141247043891311, 0.39323589480889815, 0.3865718353747672, 0.37990777594063624, 0.3600908864445933, 0.35366272291963485, 0.3472345593946794, 0.3283568985339346, 0.3221646309181486, 0.31597236330236567, 0.29791938546717256, 0.2917339225410752, 0.2855484596149779, 0.26846192917382233, 0.2627414533763828, 0.2570209775789433]
floatingse.tower_Asx | intermediate | m**2 | [0.3268664530123531, 0.3224690301611473, 0.3180716107278138, 0.3041799831520474, 0.29975077151425944, 0.2953215636958355, 0.2819728641841248, 0.277839953750352, 0.27370704699655823, 0.26096803810376434, 0.2569673838404034, 0.2529667334023498, 0.24068100035114204, 0.23666381800291356, 0.23264663996873702, 0.2209038344902362, 0.21716769343673215, 0.21343155658301713, 0.20229081102389235, 0.19868692660950385, 0.1950830466103176, 0.18446996861189813, 0.18099834104571372, 0.1775267181433442, 0.16737708874935367, 0.1639092811501172, 0.16044147891157365, 0.15083477604684128, 0.1476276635786636, 0.14442055644474855]
floatingse.tower_Asy | intermediate | m**2 | [0.3268664530123531, 0.3224690301611473, 0.3180716107278138, 0.3041799831520474, 0.29975077151425944, 0.2953215636958355, 0.2819728641841248, 0.277839953750352, 0.27370704699655823, 0.26096803810376434, 0.2569673838404034, 0.2529667334023498, 0.24068100035114204, 0.23666381800291356, 0.23264663996873702, 0.2209038344902362, 0.21716769343673215, 0.21343155658301713, 0.20229081102389235, 0.19868692660950385, 0.1950830466103176, 0.18446996861189813, 0.18099834104571372, 0.1775267181433442, 0.16737708874935367, 0.1639092811501172, 0.16044147891157365, 0.15083477604684128, 0.1476276635786636, 0.14442055644474855]
floatingse.tower_Ixx | intermediate | kg*m**2 | [3.007626053012849, 2.8876457183810316, 2.770899439584993, 2.5763341701269193, 2.4652170625655425, 2.357341788827059, 2.1855471149720245, 2.0906702307983984, 1.9985796827582116, 1.8489224821727206, 1.7650286466093805, 1.6837117596012885, 1.5511244894755818, 1.47459825498615, 1.400631357505689, 1.2855957211694584, 1.221338029420452, 1.1592580256773874, 1.0609270281230652, 1.0051185865724837, 0.9513024450276848, 0.8668865561452064, 0.8187621601417845, 0.7724526248925333, 0.699771638286153, 0.6570845330146073, 0.6161697113224953, 0.5551468694578138, 0.5204104439006135, 0.48715412853076573]
floatingse.tower_Iyy | intermediate | kg*m**2 | [3.007626053012849, 2.8876457183810316, 2.770899439584993, 2.5763341701269193, 2.4652170625655425, 2.357341788827059, 2.1855471149720245, 2.0906702307983984, 1.9985796827582116, 1.8489224821727206, 1.7650286466093805, 1.6837117596012885, 1.5511244894755818, 1.47459825498615, 1.400631357505689, 1.2855957211694584, 1.221338029420452, 1.1592580256773874, 1.0609270281230652, 1.0051185865724837, 0.9513024450276848, 0.8668865561452064, 0.8187621601417845, 0.7724526248925333, 0.699771638286153, 0.6570845330146073, 0.6161697113224953, 0.5551468694578138, 0.5204104439006135, 0.48715412853076573]
floatingse.tower_J0 | intermediate | kg*m**2 | [6.015252106025698, 5.775291436762063, 5.541798879169986, 5.152668340253839, 4.930434125131085, 4.714683577654118, 4.371094229944049, 4.181340461596797, 3.9971593655164233, 3.697844964345441, 3.530057293218761, 3.367423519202577, 3.1022489789511636, 2.9491965099723, 2.801262715011378, 2.571191442338917, 2.442676058840904, 2.318516051354775, 2.1218540562461303, 2.0102371731449673, 1.9026048900553696, 1.7337731122904128, 1.637524320283569, 1.5449052497850666, 1.399543276572306, 1.3141690660292147, 1.2323394226449906, 1.1102937389156275, 1.040820887801227, 0.9743082570615315]
floatingse.tower_rho | intermediate | kg/m**3 | [7800.0, 7800.0, 7800.0, 7800.0, 7800.0, 7800.0, 7800.0, 7800.0, 7800.0, 7800.0, 7800.0, 7800.0, 7800.0, 7800.0, 7800.0, 7800.000000000001, 7800.000000000001, 7800.000000000001, 7800.0, 7800.0, 7800.0, 7800.0, 7800.0, 7800.0, 7800.000000000001, 7800.000000000001, 7800.000000000001, 7799.999999999999, 7799.999999999999, 7799.999999999999]
floatingse.tower_E | intermediate | Pa | [200000000000.0, 200000000000.0, 200000000000.0, 200000000000.0, 200000000000.0, 200000000000.0, 200000000000.0, 200000000000.0, 200000000000.0, 200000000000.0, 200000000000.0, 200000000000.0, 200000000000.0, 200000000000.0, 200000000000.0, 200000000000.0, 200000000000.0, 200000000000.0, 200000000000.0, 200000000000.0, 200000000000.0, 200000000000.0, 200000000000.0, 200000000000.0, 200000000000.0, 200000000000.0, 200000000000.0, 200000000000.0, 200000000000.0, 200000000000.0]
floatingse.tower_G | intermediate | Pa | [79300000000.0, 79300000000.0, 79300000000.0, 79300000000.0, 79300000000.0, 79300000000.0, 79300000000.0, 79300000000.0, 79300000000.0, 79300000000.0, 79300000000.0, 79300000000.0, 79300000000.0, 79300000000.0, 79300000000.0, 79300000000.0, 79300000000.0, 79300000000.0, 79300000000.0, 79300000000.0, 79300000000.0, 79300000000.0, 79300000000.0, 79300000000.0, 79300000000.0, 79300000000.0, 79300000000.0, 79300000000.0, 79300000000.0, 79300000000.0]
floatingse.rna_mass | intermediate | kg | 182760.1781
floatingse.rna_I | intermediate | kg*m**2 | [36227129.38459634, 24828007.67003149, 24710987.12752944, -16.111911623105698, -159979.4595859406, 19783.82516076196]
floatingse.rna_cg | intermediate | m | [-3.1071002701523946, -0.11485714346630181, 1.4153620689219375]
floatingse.platform_total_center_of_mass | output | m | [-2.4428513542523006e-19, 2.4428513542523006e-19, -92.03046736822063]
floatingse.platform_I_total | output | kg*m**2 | [8659738818.763083, 8659738818.763083, 101839179.1866096, 526481.599026065, 526481.599026065, 526481.599026065]
floatingse.platform_Awater | output | m**2 | 33.1831
floatingse.system_mass | output | kg | 7877293.9321
floatingse.system_I | output | kg*m**2 | [14793398088.165646, 14782039845.686863, 128399002.53490663, 524952.276516805, 1827951.787307606, 600289.4070902363]
floatingse.metacentric_height_roll | output | m | 21.8172
floatingse.metacentric_height_pitch | output | m | 21.8172
floatingse.platform_ballast_mass | output | kg | 4500000
floatingse.platform_hull_mass | output | kg | 2419691.4985
floatingse.platform_I_hull | output | kg*m**2 | [8214605558.798929, 8214605558.798929, 96220462.26548363, -1.4551915228366852e-11, 2.9103830456733704e-11, -5.820766091346741e-11]
floatingse.turbine_mass | intermediate | kg | 431120.8345
floatingse.turbine_cg | intermediate | m | [-1.3171578672208162, -0.048690089462651714, 57.02459407233489]
floatingse.turbine_I | intermediate | kg*m**2 | [1839051664.050459, 1827652542.335894, 26518832.237755105, -16.111911623105698, -159979.4595859406, 19783.82516076196]
floatingse.platform_variable_capacity | output | m**3 | [4570.8292351276705, 0.0, 0.0, 0.0]
floatingse.member0:variable_ballast_Vpts | intermediate | m**3 | [0.0, 581.1468887057769, 1162.2937774115537, 1743.440666117332, 2324.5875548231083, 2905.734443528886, 3486.8813322346623, 3968.146150750062, 4297.226464849963, 4570.82923512767]
floatingse.member0:variable_ballast_spts | intermediate |  | [0.4, 0.4666666666666667, 0.5333333333333333, 0.6000000000000001, 0.6666666666666667, 0.7333333333333334, 0.8, 0.8666666666666667, 0.9333333333333333, 1.0]
floatingse.member1:variable_ballast_Vpts | intermediate | m**3 | [0.0, 0.0, 0.0, 0.0, 0.0, 0.0, 0.0, 0.0, 0.0, 0.0]
floatingse.member1:variable_ballast_spts | intermediate |  | [0.0, 0.0, 0.0, 0.0, 0.0, 0.0, 0.0, 0.0, 0.0, 0.0]
floatingse.member2:variable_ballast_Vpts | intermediate | m**3 | [0.0, 0.0, 0.0, 0.0, 0.0, 0.0, 0.0, 0.0, 0.0, 0.0]
floatingse.member2:variable_ballast_spts | intermediate |  | [0.0, 0.0, 0.0, 0.0, 0.0, 0.0, 0.0, 0.0, 0.0, 0.0]
floatingse.member3:variable_ballast_Vpts | intermediate | m**3 | [0.0, 0.0, 0.0, 0.0, 0.0, 0.0, 0.0, 0.0, 0.0, 0.0]
floatingse.member3:variable_ballast_spts | intermediate |  | [0.0, 0.0, 0.0, 0.0, 0.0, 0.0, 0.0, 0.0, 0.0, 0.0]
floatingse.member0:nodes_r | intermediate | m | [4.7, 4.7, 4.7, 4.7, 4.7, 4.7, 4.7, 4.7, 4.7, 4.7, 4.7, 4.7, 4.7, 4.695465916197623, 3.9749999999999988, 3.25, 3.25, 3.25, 3.25, -9999.0, -9999.0, -9999.0, -9999.0, -9999.0, -9999.0, -9999.0, -9999.0, -9999.0, -9999.0, -9999.0, -9999.0, -9999.0, -9999.0, -9999.0, -9999.0, -9999.0, -9999.0, -9999.0, -9999.0, -9999.0, -9999.0, -9999.0, -9999.0, -9999.0, -9999.0, -9999.0, -9999.0, -9999.0, -9999.0, -9999.0, -9999.0, -9999.0, -9999.0, -9999.0, -9999.0, -9999.0, -9999.0, -9999.0, -9999.0, -9999.0, -9999.0, -9999.0, -9999.0, -9999.0, -9999.0, -9999.0, -9999.0, -9999.0, -9999.0, -9999.0, -9999.0, -9999.0, -9999.0, -9999.0, -9999.0, -9999.0, -9999.0, -9999.0, -9999.0, -9999.0, -9999.0, -9999.0, -9999.0, -9999.0, -9999.0, -9999.0, -9999.0, -9999.0, -9999.0, -9999.0, -9999.0, -9999.0, -9999.0, -9999.0, -9999.0, -9999.0, -9999.0, -9999.0, -9999.0, -9999.0, -9999.0, -9999.0, -9999.0, -9999.0, -9999.0, -9999.0, -9999.0, -9999.0, -9999.0, -9999.0, -9999.0, -9999.0, -9999.0, -9999.0, -9999.0, -9999.0, -9999.0, -9999.0, -9999.0, -9999.0, -9999.0, -9999.0, -9999.0, -9999.0, -9999.0, -9999.0, -9999.0, -9999.0, -9999.0, -9999.0, -9999.0, -9999.0, -9999.0, -9999.0, -9999.0, -9999.0, -9999.0, -9999.0, -9999.0, -9999.0, -9999.0, -9999.0, -9999.0, -9999.0, -9999.0, -9999.0, -9999.0, -9999.0, -9999.0, -9999.0, -9999.0, -9999.0, -9999.0, -9999.0, -9999.0, -9999.0, -9999.0, -9999.0, -9999.0, -9999.0, -9999.0, -9999.0, -9999.0, -9999.0, -9999.0, -9999.0, -9999.0, -9999.0, -9999.0, -9999.0, -9999.0, -9999.0, -9999.0, -9999.0, -9999.0, -9999.0, -9999.0, -9999.0, -9999.0, -9999.0, -9999.0, -9999.0, -9999.0, -9999.0, -9999.0, -9999.0, -9999.0, -9999.0, -9999.0, -9999.0, -9999.0, -9999.0, -9999.0, -9999.0, -9999.0, -9999.0, -9999.0, -9999.0, -9999.0, -9999.0]
floatingse.member0:section_D | intermediate | m | [9.4, 9.4, 9.4, 9.4, 9.4, 9.4, 9.4, 9.4, 9.4, 9.4, 9.4, 9.4, 9.4, 8.674999999999999, 7.224999999999999, 6.5, 6.5, 6.5, -9999.0, -9999.0, -9999.0, -9999.0, -9999.0, -9999.0, -9999.0, -9999.0, -9999.0, -9999.0, -9999.0, -9999.0, -9999.0, -9999.0, -9999.0, -9999.0, -9999.0, -9999.0, -9999.0, -9999.0, -9999.0, -9999.0, -9999.0, -9999.0, -9999.0, -9999.0, -9999.0, -9999.0, -9999.0, -9999.0, -9999.0, -9999.0, -9999.0, -9999.0, -9999.0, -9999.0, -9999.0, -9999.0, -9999.0, -9999.0, -9999.0, -9999.0, -9999.0, -9999.0, -9999.0, -9999.0, -9999.0, -9999.0, -9999.0, -9999.0, -9999.0, -9999.0, -9999.0, -9999.0, -9999.0, -9999.0, -9999.0, -9999.0, -9999.0, -9999.0, -9999.0, -9999.0, -9999.0, -9999.0, -9999.0, -9999.0, -9999.0, -9999.0, -9999.0, -9999.0, -9999.0, -9999.0, -9999.0, -9999.0, -9999.0, -9999.0, -9999.0, -9999.0, -9999.0, -9999.0, -9999.0, -9999.0, -9999.0, -9999.0, -9999.0, -9999.0, -9999.0, -9999.0, -9999.0, -9999.0, -9999.0, -9999.0, -9999.0, -9999.0, -9999.0, -9999.0, -9999.0, -9999.0, -9999.0, -9999.0, -9999.0, -9999.0, -9999.0, -9999.0, -9999.0, -9999.0, -9999.0, -9999.0, -9999.0, -9999.0, -9999.0, -9999.0, -9999.0, -9999.0, -9999.0, -9999.0, -9999.0, -9999.0, -9999.0, -9999.0, -9999.0, -9999.0, -9999.0, -9999.0, -9999.0, -9999.0, -9999.0, -9999.0, -9999.0, -9999.0, -9999.0, -9999.0, -9999.0, -9999.0, -9999.0, -9999.0, -9999.0, -9999.0, -9999.0, -9999.0, -9999.0, -9999.0, -9999.0, -9999.0, -9999.0, -9999.0, -9999.0, -9999.0, -9999.0, -9999.0, -9999.0, -9999.0, -9999.0, -9999.0, -9999.0, -9999.0, -9999.0, -9999.0, -9999.0, -9999.0, -9999.0, -9999.0, -9999.0, -9999.0, -9999.0, -9999.0, -9999.0, -9999.0, -9999.0, -9999.0, -9999.0, -9999.0, -9999.0, -9999.0, -9999.0, -9999.0, -9999.0, -9999.0, -9999.0, -9999.0, -9999.0, -9999.0]
floatingse.member0:Iwaterx | intermediate | m**4 | 87.6241
floatingse.member0:Iwatery | intermediate | m**4 | 87.6241
floatingse.member0:section_t | intermediate | m | [4.7, 0.08, 4.7, 0.08, 0.08, 0.08, 0.08, 0.08, 4.7, 0.08, 0.08, 4.7, 4.7, 0.08, 0.08, 0.08, 0.08, 3.25, -9999.0, -9999.0, -9999.0, -9999.0, -9999.0, -9999.0, -9999.0, -9999.0, -9999.0, -9999.0, -9999.0, -9999.0, -9999.0, -9999.0, -9999.0, -9999.0, -9999.0, -9999.0, -9999.0, -9999.0, -9999.0, -9999.0, -9999.0, -9999.0, -9999.0, -9999.0, -9999.0, -9999.0, -9999.0, -9999.0, -9999.0, -9999.0, -9999.0, -9999.0, -9999.0, -9999.0, -9999.0, -9999.0, -9999.0, -9999.0, -9999.0, -9999.0, -9999.0, -9999.0, -9999.0, -9999.0, -9999.0, -9999.0, -9999.0, -9999.0, -9999.0, -9999.0, -9999.0, -9999.0, -9999.0, -9999.0, -9999.0, -9999.0, -9999.0, -9999.0, -9999.0, -9999.0, -9999.0, -9999.0, -9999.0, -9999.0, -9999.0, -9999.0, -9999.0, -9999.0, -9999.0, -9999.0, -9999.0, -9999.0, -9999.0, -9999.0, -9999.0, -9999.0, -9999.0, -9999.0, -9999.0, -9999.0, -9999.0, -9999.0, -9999.0, -9999.0, -9999.0, -9999.0, -9999.0, -9999.0, -9999.0, -9999.0, -9999.0, -9999.0, -9999.0, -9999.0, -9999.0, -9999.0, -9999.0, -9999.0, -9999.0, -9999.0, -9999.0, -9999.0, -9999.0, -9999.0, -9999.0, -9999.0, -9999.0, -9999.0, -9999.0, -9999.0, -9999.0, -9999.0, -9999.0, -9999.0, -9999.0, -9999.0, -9999.0, -9999.0, -9999.0, -9999.0, -9999.0, -9999.0, -9999.0, -9999.0, -9999.0, -9999.0, -9999.0, -9999.0, -9999.0, -9999.0, -9999.0, -9999.0, -9999.0, -9999.0, -9999.0, -9999.0, -9999.0, -9999.0, -9999.0, -9999.0, -9999.0, -9999.0, -9999.0, -9999.0, -9999.0, -9999.0, -9999.0, -9999.0, -9999.0, -9999.0, -9999.0, -9999.0, -9999.0, -9999.0, -9999.0, -9999.0, -9999.0, -9999.0, -9999.0, -9999.0, -9999.0, -9999.0, -9999.0, -9999.0, -9999.0, -9999.0, -9999.0, -9999.0, -9999.0, -9999.0, -9999.0, -9999.0, -9999.0, -9999.0, -9999.0, -9999.0, -9999.0, -9999.0, -9999.0, -9999.0]
floatingse.member0:section_A | intermediate | m**2 | [69.39778171779854, 2.3423714825165596, 69.39778171779854, 2.3423714825165596, 2.3423714825165596, 2.3423714825165596, 2.3423714825165596, 2.3423714825165596, 69.39778171779854, 2.3423714825165596, 2.3423714825165596, 69.39778171779854, 69.39778171779854, 2.160159108608341, 1.795734360791926, 1.6135219868837187, 1.6135219868837187, 33.18307240354219, -9999.0, -9999.0, -9999.0, -9999.0, -9999.0, -9999.0, -9999.0, -9999.0, -9999.0, -9999.0, -9999.0, -9999.0, -9999.0, -9999.0, -9999.0, -9999.0, -9999.0, -9999.0, -9999.0, -9999.0, -9999.0, -9999.0, -9999.0, -9999.0, -9999.0, -9999.0, -9999.0, -9999.0, -9999.0, -9999.0, -9999.0, -9999.0, -9999.0, -9999.0, -9999.0, -9999.0, -9999.0, -9999.0, -9999.0, -9999.0, -9999.0, -9999.0, -9999.0, -9999.0, -9999.0, -9999.0, -9999.0, -9999.0, -9999.0, -9999.0, -9999.0, -9999.0, -9999.0, -9999.0, -9999.0, -9999.0, -9999.0, -9999.0, -9999.0, -9999.0, -9999.0, -9999.0, -9999.0, -9999.0, -9999.0, -9999.0, -9999.0, -9999.0, -9999.0, -9999.0, -9999.0, -9999.0, -9999.0, -9999.0, -9999.0, -9999.0, -9999.0, -9999.0, -9999.0, -9999.0, -9999.0, -9999.0, -9999.0, -9999.0, -9999.0, -9999.0, -9999.0, -9999.0, -9999.0, -9999.0, -9999.0, -9999.0, -9999.0, -9999.0, -9999.0, -9999.0, -9999.0, -9999.0, -9999.0, -9999.0, -9999.0, -9999.0, -9999.0, -9999.0, -9999.0, -9999.0, -9999.0, -9999.0, -9999.0, -9999.0, -9999.0, -9999.0, -9999.0, -9999.0, -9999.0, -9999.0, -9999.0, -9999.0, -9999.0, -9999.0, -9999.0, -9999.0, -9999.0, -9999.0, -9999.0, -9999.0, -9999.0, -9999.0, -9999.0, -9999.0, -9999.0, -9999.0, -9999.0, -9999.0, -9999.0, -9999.0, -9999.0, -9999.0, -9999.0, -9999.0, -9999.0, -9999.0, -9999.0, -9999.0, -9999.0, -9999.0, -9999.0, -9999.0, -9999.0, -9999.0, -9999.0, -9999.0, -9999.0, -9999.0, -9999.0, -9999.0, -9999.0, -9999.0, -9999.0, -9999.0, -9999.0, -9999.0, -9999.0, -9999.0, -9999.0, -9999.0, -9999.0, -9999.0, -9999.0, -9999.0, -9999.0, -9999.0, -9999.0, -9999.0, -9999.0, -9999.0, -9999.0, -9999.0, -9999.0, -9999.0, -9999.0, -9999.0]
floatingse.member0:section_Asx | intermediate | m**2 | [61.728892729543674, 1.4277767276183688, 61.728892729543674, 1.4277767276183688, 1.4277767276183688, 1.4277767276183688, 1.4277767276183688, 1.4277767276183688, 61.728892729543674, 1.4277767276183688, 1.4277767276183688, 61.728892729543674, 61.728892729543674, 1.317152665926515, 1.095912822027277, 0.9852988397114465, 0.9852988397114465, 29.516135330729064, -9999.0, -9999.0, -9999.0, -9999.0, -9999.0, -9999.0, -9999.0, -9999.0, -9999.0, -9999.0, -9999.0, -9999.0, -9999.0, -9999.0, -9999.0, -9999.0, -9999.0, -9999.0, -9999.0, -9999.0, -9999.0, -9999.0, -9999.0, -9999.0, -9999.0, -9999.0, -9999.0, -9999.0, -9999.0, -9999.0, -9999.0, -9999.0, -9999.0, -9999.0, -9999.0, -9999.0, -9999.0, -9999.0, -9999.0, -9999.0, -9999.0, -9999.0, -9999.0, -9999.0, -9999.0, -9999.0, -9999.0, -9999.0, -9999.0, -9999.0, -9999.0, -9999.0, -9999.0, -9999.0, -9999.0, -9999.0, -9999.0, -9999.0, -9999.0, -9999.0, -9999.0, -9999.0, -9999.0, -9999.0, -9999.0, -9999.0, -9999.0, -9999.0, -9999.0, -9999.0, -9999.0, -9999.0, -9999.0, -9999.0, -9999.0, -9999.0, -9999.0, -9999.0, -9999.0, -9999.0, -9999.0, -9999.0, -9999.0, -9999.0, -9999.0, -9999.0, -9999.0, -9999.0, -9999.0, -9999.0, -9999.0, -9999.0, -9999.0, -9999.0, -9999.0, -9999.0, -9999.0, -9999.0, -9999.0, -9999.0, -9999.0, -9999.0, -9999.0, -9999.0, -9999.0, -9999.0, -9999.0, -9999.0, -9999.0, -9999.0, -9999.0, -9999.0, -9999.0, -9999.0, -9999.0, -9999.0, -9999.0, -9999.0, -9999.0, -9999.0, -9999.0, -9999.0, -9999.0, -9999.0, -9999.0, -9999.0, -9999.0, -9999.0, -9999.0, -9999.0, -9999.0, -9999.0, -9999.0, -9999.0, -9999.0, -9999.0, -9999.0, -9999.0, -9999.0, -9999.0, -9999.0, -9999.0, -9999.0, -9999.0, -9999.0, -9999.0, -9999.0, -9999.0, -9999.0, -9999.0, -9999.0, -9999.0, -9999.0, -9999.0, -9999.0, -9999.0, -9999.0, -9999.0, -9999.0, -9999.0, -9999.0, -9999.0, -9999.0, -9999.0, -9999.0, -9999.0, -9999.0, -9999.0, -9999.0, -9999.0, -9999.0, -9999.0, -9999.0, -9999.0, -9999.0, -9999.0, -9999.0, -9999.0, -9999.0, -9999.0, -9999.0, -9999.0]
floatingse.member0:section_Asy | intermediate | m**2 | [61.728892729543674, 1.4277767276183688, 61.728892729543674, 1.4277767276183688, 1.4277767276183688, 1.4277767276183688, 1.4277767276183688, 1.4277767276183688, 61.728892729543674, 1.4277767276183688, 1.4277767276183688, 61.728892729543674, 61.728892729543674, 1.317152665926515, 1.095912822027277, 0.9852988397114465, 0.9852988397114465, 29.516135330729064, -9999.0, -9999.0, -9999.0, -9999.0, -9999.0, -9999.0, -9999.0, -9999.0, -9999.0, -9999.0, -9999.0, -9999.0, -9999.0, -9999.0, -9999.0, -9999.0, -9999.0, -9999.0, -9999.0, -9999.0, -9999.0, -9999.0, -9999.0, -9999.0, -9999.0, -9999.0, -9999.0, -9999.0, -9999.0, -9999.0, -9999.0, -9999.0, -9999.0, -9999.0, -9999.0, -9999.0, -9999.0, -9999.0, -9999.0, -9999.0, -9999.0, -9999.0, -9999.0, -9999.0, -9999.0, -9999.0, -9999.0, -9999.0, -9999.0, -9999.0, -9999.0, -9999.0, -9999.0, -9999.0, -9999.0, -9999.0, -9999.0, -9999.0, -9999.0, -9999.0, -9999.0, -9999.0, -9999.0, -9999.0, -9999.0, -9999.0, -9999.0, -9999.0, -9999.0, -9999.0, -9999.0, -9999.0, -9999.0, -9999.0, -9999.0, -9999.0, -9999.0, -9999.0, -9999.0, -9999.0, -9999.0, -9999.0, -9999.0, -9999.0, -9999.0, -9999.0, -9999.0, -9999.0, -9999.0, -9999.0, -9999.0, -9999.0, -9999.0, -9999.0, -9999.0, -9999.0, -9999.0, -9999.0, -9999.0, -9999.0, -9999.0, -9999.0, -9999.0, -9999.0, -9999.0, -9999.0, -9999.0, -9999.0, -9999.0, -9999.0, -9999.0, -9999.0, -9999.0, -9999.0, -9999.0, -9999.0, -9999.0, -9999.0, -9999.0, -9999.0, -9999.0, -9999.0, -9999.0, -9999.0, -9999.0, -9999.0, -9999.0, -9999.0, -9999.0, -9999.0, -9999.0, -9999.0, -9999.0, -9999.0, -9999.0, -9999.0, -9999.0, -9999.0, -9999.0, -9999.0, -9999.0, -9999.0, -9999.0, -9999.0, -9999.0, -9999.0, -9999.0, -9999.0, -9999.0, -9999.0, -9999.0, -9999.0, -9999.0, -9999.0, -9999.0, -9999.0, -9999.0, -9999.0, -9999.0, -9999.0, -9999.0, -9999.0, -9999.0, -9999.0, -9999.0, -9999.0, -9999.0, -9999.0, -9999.0, -9999.0, -9999.0, -9999.0, -9999.0, -9999.0, -9999.0, -9999.0, -9999.0, -9999.0, -9999.0, -9999.0, -9999.0, -9999.0]
floatingse.member0:section_Ixx | intermediate | kg*m**2 | [383.24924953654244, 25.434874980054236, 383.24924953654244, 25.434874980054236, 25.434874980054236, 25.434874980054236, 25.434874980054236, 25.434874980054236, 383.24924953654244, 25.434874980054236, 25.434874980054236, 383.24924953654244, 383.24924953654244, 19.94918412645069, 11.460696555757096, 8.31423677011377, 8.31423677011377, 87.6240505656036, -9999.0, -9999.0, -9999.0, -9999.0, -9999.0, -9999.0, -9999.0, -9999.0, -9999.0, -9999.0, -9999.0, -9999.0, -9999.0, -9999.0, -9999.0, -9999.0, -9999.0, -9999.0, -9999.0, -9999.0, -9999.0, -9999.0, -9999.0, -9999.0, -9999.0, -9999.0, -9999.0, -9999.0, -9999.0, -9999.0, -9999.0, -9999.0, -9999.0, -9999.0, -9999.0, -9999.0, -9999.0, -9999.0, -9999.0, -9999.0, -9999.0, -9999.0, -9999.0, -9999.0, -9999.0, -9999.0, -9999.0, -9999.0, -9999.0, -9999.0, -9999.0, -9999.0, -9999.0, -9999.0, -9999.0, -9999.0, -9999.0, -9999.0, -9999.0, -9999.0, -9999.0, -9999.0, -9999.0, -9999.0, -9999.0, -9999.0, -9999.0, -9999.0, -9999.0, -9999.0, -9999.0, -9999.0, -9999.0, -9999.0, -9999.0, -9999.0, -9999.0, -9999.0, -9999.0, -9999.0, -9999.0, -9999.0, -9999.0, -9999.0, -9999.0, -9999.0, -9999.0, -9999.0, -9999.0, -9999.0, -9999.0, -9999.0, -9999.0, -9999.0, -9999.0, -9999.0, -9999.0, -9999.0, -9999.0, -9999.0, -9999.0, -9999.0, -9999.0, -9999.0, -9999.0, -9999.0, -9999.0, -9999.0, -9999.0, -9999.0, -9999.0, -9999.0, -9999.0, -9999.0, -9999.0, -9999.0, -9999.0, -9999.0, -9999.0, -9999.0, -9999.0, -9999.0, -9999.0, -9999.0, -9999.0, -9999.0, -9999.0, -9999.0, -9999.0, -9999.0, -9999.0, -9999.0, -9999.0, -9999.0, -9999.0, -9999.0, -9999.0, -9999.0, -9999.0, -9999.0, -9999.0, -9999.0, -9999.0, -9999.0, -9999.0, -9999.0, -9999.0, -9999.0, -9999.0, -9999.0, -9999.0, -9999.0, -9999.0, -9999.0, -9999.0, -9999.0, -9999.0, -9999.0, -9999.0, -9999.0, -9999.0, -9999.0, -9999.0, -9999.0, -9999.0, -9999.0, -9999.0, -9999.0, -9999.0, -9999.0, -9999.0, -9999.0, -9999.0, -9999.0, -9999.0, -9999.0, -9999.0, -9999.0, -9999.0, -9999.0, -9999.0, -9999.0]
floatingse.member0:section_Iyy | intermediate | kg*m**2 | [383.24924953654244, 25.434874980054236, 383.24924953654244, 25.434874980054236, 25.434874980054236, 25.434874980054236, 25.434874980054236, 25.434874980054236, 383.24924953654244, 25.434874980054236, 25.434874980054236, 383.24924953654244, 383.24924953654244, 19.94918412645069, 11.460696555757096, 8.31423677011377, 8.31423677011377, 87.6240505656036, -9999.0, -9999.0, -9999.0, -9999.0, -9999.0, -9999.0, -9999.0, -9999.0, -9999.0, -9999.0, -9999.0, -9999.0, -9999.0, -9999.0, -9999.0, -9999.0, -9999.0, -9999.0, -9999.0, -9999.0, -9999.0, -9999.0, -9999.0, -9999.0, -9999.0, -9999.0, -9999.0, -9999.0, -9999.0, -9999.0, -9999.0, -9999.0, -9999.0, -9999.0, -9999.0, -9999.0, -9999.0, -9999.0, -9999.0, -9999.0, -9999.0, -9999.0, -9999.0, -9999.0, -9999.0, -9999.0, -9999.0, -9999.0, -9999.0, -9999.0, -9999.0, -9999.0, -9999.0, -9999.0, -9999.0, -9999.0, -9999.0, -9999.0, -9999.0, -9999.0, -9999.0, -9999.0, -9999.0, -9999.0, -9999.0, -9999.0, -9999.0, -9999.0, -9999.0, -9999.0, -9999.0, -9999.0, -9999.0, -9999.0, -9999.0, -9999.0, -9999.0, -9999.0, -9999.0, -9999.0, -9999.0, -9999.0, -9999.0, -9999.0, -9999.0, -9999.0, -9999.0, -9999.0, -9999.0, -9999.0, -9999.0, -9999.0, -9999.0, -9999.0, -9999.0, -9999.0, -9999.0, -9999.0, -9999.0, -9999.0, -9999.0, -9999.0, -9999.0, -9999.0, -9999.0, -9999.0, -9999.0, -9999.0, -9999.0, -9999.0, -9999.0, -9999.0, -9999.0, -9999.0, -9999.0, -9999.0, -9999.0, -9999.0, -9999.0, -9999.0, -9999.0, -9999.0, -9999.0, -9999.0, -9999.0, -9999.0, -9999.0, -9999.0, -9999.0, -9999.0, -9999.0, -9999.0, -9999.0, -9999.0, -9999.0, -9999.0, -9999.0, -9999.0, -9999.0, -9999.0, -9999.0, -9999.0, -9999.0, -9999.0, -9999.0, -9999.0, -9999.0, -9999.0, -9999.0, -9999.0, -9999.0, -9999.0, -9999.0, -9999.0, -9999.0, -9999.0, -9999.0, -9999.0, -9999.0, -9999.0, -9999.0, -9999.0, -9999.0, -9999.0, -9999.0, -9999.0, -9999.0, -9999.0, -9999.0, -9999.0, -9999.0, -9999.0, -9999.0, -9999.0, -9999.0, -9999.0, -9999.0, -9999.0, -9999.0, -9999.0, -9999.0, -9999.0]
floatingse.member0:section_J0 | intermediate | kg*m**2 | [766.4984990730849, 50.86974996010847, 766.4984990730849, 50.86974996010847, 50.86974996010847, 50.86974996010847, 50.86974996010847, 50.86974996010847, 766.4984990730849, 50.86974996010847, 50.86974996010847, 766.4984990730849, 766.4984990730849, 39.89836825290138, 22.921393111514192, 16.62847354022754, 16.62847354022754, 175.2481011312072, -9999.0, -9999.0, -9999.0, -9999.0, -9999.0, -9999.0, -9999.0, -9999.0, -9999.0, -9999.0, -9999.0, -9999.0, -9999.0, -9999.0, -9999.0, -9999.0, -9999.0, -9999.0, -9999.0, -9999.0, -9999.0, -9999.0, -9999.0, -9999.0, -9999.0, -9999.0, -9999.0, -9999.0, -9999.0, -9999.0, -9999.0, -9999.0, -9999.0, -9999.0, -9999.0, -9999.0, -9999.0, -9999.0, -9999.0, -9999.0, -9999.0, -9999.0, -9999.0, -9999.0, -9999.0, -9999.0, -9999.0, -9999.0, -9999.0, -9999.0, -9999.0, -9999.0, -9999.0, -9999.0, -9999.0, -9999.0, -9999.0, -9999.0, -9999.0, -9999.0, -9999.0, -9999.0, -9999.0, -9999.0, -9999.0, -9999.0, -9999.0, -9999.0, -9999.0, -9999.0, -9999.0, -9999.0, -9999.0, -9999.0, -9999.0, -9999.0, -9999.0, -9999.0, -9999.0, -9999.0, -9999.0, -9999.0, -9999.0, -9999.0, -9999.0, -9999.0, -9999.0, -9999.0, -9999.0, -9999.0, -9999.0, -9999.0, -9999.0, -9999.0, -9999.0, -9999.0, -9999.0, -9999.0, -9999.0, -9999.0, -9999.0, -9999.0, -9999.0, -9999.0, -9999.0, -9999.0, -9999.0, -9999.0, -9999.0, -9999.0, -9999.0, -9999.0, -9999.0, -9999.0, -9999.0, -9999.0, -9999.0, -9999.0, -9999.0, -9999.0, -9999.0, -9999.0, -9999.0, -9999.0, -9999.0, -9999.0, -9999.0, -9999.0, -9999.0, -9999.0, -9999.0, -9999.0, -9999.0, -9999.0, -9999.0, -9999.0, -9999.0, -9999.0, -9999.0, -9999.0, -9999.0, -9999.0, -9999.0, -9999.0, -9999.0, -9999.0, -9999.0, -9999.0, -9999.0, -9999.0, -9999.0, -9999.0, -9999.0, -9999.0, -9999.0, -9999.0, -9999.0, -9999.0, -9999.0, -9999.0, -9999.0, -9999.0, -9999.0, -9999.0, -9999.0, -9999.0, -9999.0, -9999.0, -9999.0, -9999.0, -9999.0, -9999.0, -9999.0, -9999.0, -9999.0, -9999.0, -9999.0, -9999.0, -9999.0, -9999.0, -9999.0, -9999.0]
floatingse.member0:section_rho | intermediate | kg/m**3 | [9046.991753862745, 44744.806656153334, 9046.991753862745, 44744.806656153334, 44744.806656153334, 44744.806656153334, 44744.806656153334, 7800.0, 7800.0, 7800.0, 7800.0, 7800.0, 7800.0, 7800.0, 7800.0, 7800.0, 7800.0, 7800.0, -9999.0, -9999.0, -9999.0, -9999.0, -9999.0, -9999.0, -9999.0, -9999.0, -9999.0, -9999.0, -9999.0, -9999.0, -9999.0, -9999.0, -9999.0, -9999.0, -9999.0, -9999.0, -9999.0, -9999.0, -9999.0, -9999.0, -9999.0, -9999.0, -9999.0, -9999.0, -9999.0, -9999.0, -9999.0, -9999.0, -9999.0, -9999.0, -9999.0, -9999.0, -9999.0, -9999.0, -9999.0, -9999.0, -9999.0, -9999.0, -9999.0, -9999.0, -9999.0, -9999.0, -9999.0, -9999.0, -9999.0, -9999.0, -9999.0, -9999.0, -9999.0, -9999.0, -9999.0, -9999.0, -9999.0, -9999.0, -9999.0, -9999.0, -9999.0, -9999.0, -9999.0, -9999.0, -9999.0, -9999.0, -9999.0, -9999.0, -9999.0, -9999.0, -9999.0, -9999.0, -9999.0, -9999.0, -9999.0, -9999.0, -9999.0, -9999.0, -9999.0, -9999.0, -9999.0, -9999.0, -9999.0, -9999.0, -9999.0, -9999.0, -9999.0, -9999.0, -9999.0, -9999.0, -9999.0, -9999.0, -9999.0, -9999.0, -9999.0, -9999.0, -9999.0, -9999.0, -9999.0, -9999.0, -9999.0, -9999.0, -9999.0, -9999.0, -9999.0, -9999.0, -9999.0, -9999.0, -9999.0, -9999.0, -9999.0, -9999.0, -9999.0, -9999.0, -9999.0, -9999.0, -9999.0, -9999.0, -9999.0, -9999.0, -9999.0, -9999.0, -9999.0, -9999.0, -9999.0, -9999.0, -9999.0, -9999.0, -9999.0, -9999.0, -9999.0, -9999.0, -9999.0, -9999.0, -9999.0, -9999.0, -9999.0, -9999.0, -9999.0, -9999.0, -9999.0, -9999.0, -9999.0, -9999.0, -9999.0, -9999.0, -9999.0, -9999.0, -9999.0, -9999.0, -9999.0, -9999.0, -9999.0, -9999.0, -9999.0, -9999.0, -9999.0, -9999.0, -9999.0, -9999.0, -9999.0, -9999.0, -9999.0, -9999.0, -9999.0, -9999.0, -9999.0, -9999.0, -9999.0, -9999.0, -9999.0, -9999.0, -9999.0, -9999.0, -9999.0, -9999.0, -9999.0, -9999.0, -9999.0, -9999.0, -9999.0, -9999.0, -9999.0, -9999.0]
floatingse.member0:section_E | intermediate | Pa | [200000000000.0, 200000000000.0, 200000000000.0, 200000000000.0, 200000000000.0, 200000000000.0, 200000000000.0, 200000000000.0, 200000000000.0, 200000000000.0, 200000000000.0, 200000000000.0, 200000000000.0, 200000000000.0, 200000000000.0, 200000000000.0, 200000000000.0, 200000000000.0, -9999.0, -9999.0, -9999.0, -9999.0, -9999.0, -9999.0, -9999.0, -9999.0, -9999.0, -9999.0, -9999.0, -9999.0, -9999.0, -9999.0, -9999.0, -9999.0, -9999.0, -9999.0, -9999.0, -9999.0, -9999.0, -9999.0, -9999.0, -9999.0, -9999.0, -9999.0, -9999.0, -9999.0, -9999.0, -9999.0, -9999.0, -9999.0, -9999.0, -9999.0, -9999.0, -9999.0, -9999.0, -9999.0, -9999.0, -9999.0, -9999.0, -9999.0, -9999.0, -9999.0, -9999.0, -9999.0, -9999.0, -9999.0, -9999.0, -9999.0, -9999.0, -9999.0, -9999.0, -9999.0, -9999.0, -9999.0, -9999.0, -9999.0, -9999.0, -9999.0, -9999.0, -9999.0, -9999.0, -9999.0, -9999.0, -9999.0, -9999.0, -9999.0, -9999.0, -9999.0, -9999.0, -9999.0, -9999.0, -9999.0, -9999.0, -9999.0, -9999.0, -9999.0, -9999.0, -9999.0, -9999.0, -9999.0, -9999.0, -9999.0, -9999.0, -9999.0, -9999.0, -9999.0, -9999.0, -9999.0, -9999.0, -9999.0, -9999.0, -9999.0, -9999.0, -9999.0, -9999.0, -9999.0, -9999.0, -9999.0, -9999.0, -9999.0, -9999.0, -9999.0, -9999.0, -9999.0, -9999.0, -9999.0, -9999.0, -9999.0, -9999.0, -9999.0, -9999.0, -9999.0, -9999.0, -9999.0, -9999.0, -9999.0, -9999.0, -9999.0, -9999.0, -9999.0, -9999.0, -9999.0, -9999.0, -9999.0, -9999.0, -9999.0, -9999.0, -9999.0, -9999.0, -9999.0, -9999.0, -9999.0, -9999.0, -9999.0, -9999.0, -9999.0, -9999.0, -9999.0, -9999.0, -9999.0, -9999.0, -9999.0, -9999.0, -9999.0, -9999.0, -9999.0, -9999.0, -9999.0, -9999.0, -9999.0, -9999.0, -9999.0, -9999.0, -9999.0, -9999.0, -9999.0, -9999.0, -9999.0, -9999.0, -9999.0, -9999.0, -9999.0, -9999.0, -9999.0, -9999.0, -9999.0, -9999.0, -9999.0, -9999.0, -9999.0, -9999.0, -9999.0, -9999.0, -9999.0, -9999.0, -9999.0, -9999.0, -9999.0, -9999.0, -9999.0]
floatingse.member0:section_G | intermediate | Pa | [79300000000.0, 79300000000.0, 79300000000.0, 79300000000.0, 79300000000.0, 79300000000.0, 79300000000.0, 79300000000.0, 79300000000.0, 79300000000.0, 79300000000.0, 79300000000.0, 79300000000.0, 79300000000.0, 79300000000.0, 79300000000.0, 79300000000.0, 79300000000.0, -9999.0, -9999.0, -9999.0, -9999.0, -9999.0, -9999.0, -9999.0, -9999.0, -9999.0, -9999.0, -9999.0, -9999.0, -9999.0, -9999.0, -9999.0, -9999.0, -9999.0, -9999.0, -9999.0, -9999.0, -9999.0, -9999.0, -9999.0, -9999.0, -9999.0, -9999.0, -9999.0, -9999.0, -9999.0, -9999.0, -9999.0, -9999.0, -9999.0, -9999.0, -9999.0, -9999.0, -9999.0, -9999.0, -9999.0, -9999.0, -9999.0, -9999.0, -9999.0, -9999.0, -9999.0, -9999.0, -9999.0, -9999.0, -9999.0, -9999.0, -9999.0, -9999.0, -9999.0, -9999.0, -9999.0, -9999.0, -9999.0, -9999.0, -9999.0, -9999.0, -9999.0, -9999.0, -9999.0, -9999.0, -9999.0, -9999.0, -9999.0, -9999.0, -9999.0, -9999.0, -9999.0, -9999.0, -9999.0, -9999.0, -9999.0, -9999.0, -9999.0, -9999.0, -9999.0, -9999.0, -9999.0, -9999.0, -9999.0, -9999.0, -9999.0, -9999.0, -9999.0, -9999.0, -9999.0, -9999.0, -9999.0, -9999.0, -9999.0, -9999.0, -9999.0, -9999.0, -9999.0, -9999.0, -9999.0, -9999.0, -9999.0, -9999.0, -9999.0, -9999.0, -9999.0, -9999.0, -9999.0, -9999.0, -9999.0, -9999.0, -9999.0, -9999.0, -9999.0, -9999.0, -9999.0, -9999.0, -9999.0, -9999.0, -9999.0, -9999.0, -9999.0, -9999.0, -9999.0, -9999.0, -9999.0, -9999.0, -9999.0, -9999.0, -9999.0, -9999.0, -9999.0, -9999.0, -9999.0, -9999.0, -9999.0, -9999.0, -9999.0, -9999.0, -9999.0, -9999.0, -9999.0, -9999.0, -9999.0, -9999.0, -9999.0, -9999.0, -9999.0, -9999.0, -9999.0, -9999.0, -9999.0, -9999.0, -9999.0, -9999.0, -9999.0, -9999.0, -9999.0, -9999.0, -9999.0, -9999.0, -9999.0, -9999.0, -9999.0, -9999.0, -9999.0, -9999.0, -9999.0, -9999.0, -9999.0, -9999.0, -9999.0, -9999.0, -9999.0, -9999.0, -9999.0, -9999.0, -9999.0, -9999.0, -9999.0, -9999.0, -9999.0, -9999.0]
floatingse.member0:section_TorsC | intermediate | m**3 | [0.0, 10.823351055342227, 0.0, 10.823351055342227, 10.823351055342227, 10.823351055342227, 10.823351055342227, 10.823351055342227, 0.0, 10.823351055342227, 10.823351055342227, 0.0, 0.0, 9.198471066951328, 6.345022314606005, 5.116453396993089, 5.116453396993089, 0.0, -9999.0, -9999.0, -9999.0, -9999.0, -9999.0, -9999.0, -9999.0, -9999.0, -9999.0, -9999.0, -9999.0, -9999.0, -9999.0, -9999.0, -9999.0, -9999.0, -9999.0, -9999.0, -9999.0, -9999.0, -9999.0, -9999.0, -9999.0, -9999.0, -9999.0, -9999.0, -9999.0, -9999.0, -9999.0, -9999.0, -9999.0, -9999.0, -9999.0, -9999.0, -9999.0, -9999.0, -9999.0, -9999.0, -9999.0, -9999.0, -9999.0, -9999.0, -9999.0, -9999.0, -9999.0, -9999.0, -9999.0, -9999.0, -9999.0, -9999.0, -9999.0, -9999.0, -9999.0, -9999.0, -9999.0, -9999.0, -9999.0, -9999.0, -9999.0, -9999.0, -9999.0, -9999.0, -9999.0, -9999.0, -9999.0, -9999.0, -9999.0, -9999.0, -9999.0, -9999.0, -9999.0, -9999.0, -9999.0, -9999.0, -9999.0, -9999.0, -9999.0, -9999.0, -9999.0, -9999.0, -9999.0, -9999.0, -9999.0, -9999.0, -9999.0, -9999.0, -9999.0, -9999.0, -9999.0, -9999.0, -9999.0, -9999.0, -9999.0, -9999.0, -9999.0, -9999.0, -9999.0, -9999.0, -9999.0, -9999.0, -9999.0, -9999.0, -9999.0, -9999.0, -9999.0, -9999.0, -9999.0, -9999.0, -9999.0, -9999.0, -9999.0, -9999.0, -9999.0, -9999.0, -9999.0, -9999.0, -9999.0, -9999.0, -9999.0, -9999.0, -9999.0, -9999.0, -9999.0, -9999.0, -9999.0, -9999.0, -9999.0, -9999.0, -9999.0, -9999.0, -9999.0, -9999.0, -9999.0, -9999.0, -9999.0, -9999.0, -9999.0, -9999.0, -9999.0, -9999.0, -9999.0, -9999.0, -9999.0, -9999.0, -9999.0, -9999.0, -9999.0, -9999.0, -9999.0, -9999.0, -9999.0, -9999.0, -9999.0, -9999.0, -9999.0, -9999.0, -9999.0, -9999.0, -9999.0, -9999.0, -9999.0, -9999.0, -9999.0, -9999.0, -9999.0, -9999.0, -9999.0, -9999.0, -9999.0, -9999.0, -9999.0, -9999.0, -9999.0, -9999.0, -9999.0, -9999.0, -9999.0, -9999.0, -9999.0, -9999.0, -9999.0, -9999.0]
floatingse.member0:section_sigma_y | intermediate | Pa | [345000000.0, 345000000.0, 345000000.0, 345000000.0, 345000000.0, 345000000.0, 345000000.0, 345000000.0, 345000000.0, 345000000.0, 345000000.0, 345000000.0, 345000000.0, 345000000.0, 345000000.0, 345000000.0, 345000000.0, 345000000.0, -9999.0, -9999.0, -9999.0, -9999.0, -9999.0, -9999.0, -9999.0, -9999.0, -9999.0, -9999.0, -9999.0, -9999.0, -9999.0, -9999.0, -9999.0, -9999.0, -9999.0, -9999.0, -9999.0, -9999.0, -9999.0, -9999.0, -9999.0, -9999.0, -9999.0, -9999.0, -9999.0, -9999.0, -9999.0, -9999.0, -9999.0, -9999.0, -9999.0, -9999.0, -9999.0, -9999.0, -9999.0, -9999.0, -9999.0, -9999.0, -9999.0, -9999.0, -9999.0, -9999.0, -9999.0, -9999.0, -9999.0, -9999.0, -9999.0, -9999.0, -9999.0, -9999.0, -9999.0, -9999.0, -9999.0, -9999.0, -9999.0, -9999.0, -9999.0, -9999.0, -9999.0, -9999.0, -9999.0, -9999.0, -9999.0, -9999.0, -9999.0, -9999.0, -9999.0, -9999.0, -9999.0, -9999.0, -9999.0, -9999.0, -9999.0, -9999.0, -9999.0, -9999.0, -9999.0, -9999.0, -9999.0, -9999.0, -9999.0, -9999.0, -9999.0, -9999.0, -9999.0, -9999.0, -9999.0, -9999.0, -9999.0, -9999.0, -9999.0, -9999.0, -9999.0, -9999.0, -9999.0, -9999.0, -9999.0, -9999.0, -9999.0, -9999.0, -9999.0, -9999.0, -9999.0, -9999.0, -9999.0, -9999.0, -9999.0, -9999.0, -9999.0, -9999.0, -9999.0, -9999.0, -9999.0, -9999.0, -9999.0, -9999.0, -9999.0, -9999.0, -9999.0, -9999.0, -9999.0, -9999.0, -9999.0, -9999.0, -9999.0, -9999.0, -9999.0, -9999.0, -9999.0, -9999.0, -9999.0, -9999.0, -9999.0, -9999.0, -9999.0, -9999.0, -9999.0, -9999.0, -9999.0, -9999.0, -9999.0, -9999.0, -9999.0, -9999.0, -9999.0, -9999.0, -9999.0, -9999.0, -9999.0, -9999.0, -9999.0, -9999.0, -9999.0, -9999.0, -9999.0, -9999.0, -9999.0, -9999.0, -9999.0, -9999.0, -9999.0, -9999.0, -9999.0, -9999.0, -9999.0, -9999.0, -9999.0, -9999.0, -9999.0, -9999.0, -9999.0, -9999.0, -9999.0, -9999.0, -9999.0, -9999.0, -9999.0, -9999.0, -9999.0, -9999.0]
floatingse.member0:idx_cb | intermediate |  | 4
floatingse.member0:buoyancy_force | intermediate | N | 80706103.2771
floatingse.member0:displacement | intermediate | m**3 | 8029.269
floatingse.member0:center_of_buoyancy | intermediate | m | [0.0, 0.0, -62.06526901259867]
floatingse.member0:center_of_mass | intermediate | m | [0.0, 0.0, -94.16341098601248]
floatingse.member0:ballast_mass | intermediate | kg | 4500000
floatingse.member0:total_mass | intermediate | kg | 6915912.9162
floatingse.member0:total_cost | intermediate | USD | 10023094.5143
floatingse.member0:I_total | intermediate | kg*m**2 | [8212353677.471067, 8212353677.471067, 96127421.33210437, 0.0, 0.0, 0.0]
floatingse.member0:Awater | intermediate | m**2 | 33.1831
floatingse.member0:added_mass | intermediate | kg | [8230000.752277616, 8230000.752277616, 141891.43333333332, 9261872221.638563, 9261872221.638563, 0.0]
floatingse.member0:waterline_centroid | intermediate | m | [0.0, 0.0]
floatingse.member0:variable_ballast_capacity | intermediate | m**3 | 4570.8292
floatingse.member1:nodes_r | intermediate | m | [0.5, 0.5, 0.5, 0.5, 0.5, 0.5, -9999.0, -9999.0, -9999.0, -9999.0, -9999.0, -9999.0, -9999.0, -9999.0, -9999.0, -9999.0, -9999.0, -9999.0, -9999.0, -9999.0, -9999.0, -9999.0, -9999.0, -9999.0, -9999.0, -9999.0, -9999.0, -9999.0, -9999.0, -9999.0, -9999.0, -9999.0, -9999.0, -9999.0, -9999.0, -9999.0, -9999.0, -9999.0, -9999.0, -9999.0, -9999.0, -9999.0, -9999.0, -9999.0, -9999.0, -9999.0, -9999.0, -9999.0, -9999.0, -9999.0, -9999.0, -9999.0, -9999.0, -9999.0, -9999.0, -9999.0, -9999.0, -9999.0, -9999.0, -9999.0, -9999.0, -9999.0, -9999.0, -9999.0, -9999.0, -9999.0, -9999.0, -9999.0, -9999.0, -9999.0, -9999.0, -9999.0, -9999.0, -9999.0, -9999.0, -9999.0, -9999.0, -9999.0, -9999.0, -9999.0, -9999.0, -9999.0, -9999.0, -9999.0, -9999.0, -9999.0, -9999.0, -9999.0, -9999.0, -9999.0, -9999.0, -9999.0, -9999.0, -9999.0, -9999.0, -9999.0, -9999.0, -9999.0, -9999.0, -9999.0, -9999.0, -9999.0, -9999.0, -9999.0, -9999.0, -9999.0, -9999.0, -9999.0, -9999.0, -9999.0, -9999.0, -9999.0, -9999.0, -9999.0, -9999.0, -9999.0, -9999.0, -9999.0, -9999.0, -9999.0, -9999.0, -9999.0, -9999.0, -9999.0, -9999.0, -9999.0, -9999.0, -9999.0, -9999.0, -9999.0, -9999.0, -9999.0, -9999.0, -9999.0, -9999.0, -9999.0, -9999.0, -9999.0, -9999.0, -9999.0, -9999.0, -9999.0, -9999.0, -9999.0, -9999.0, -9999.0, -9999.0, -9999.0, -9999.0, -9999.0, -9999.0, -9999.0, -9999.0, -9999.0, -9999.0, -9999.0, -9999.0, -9999.0, -9999.0, -9999.0, -9999.0, -9999.0, -9999.0, -9999.0, -9999.0, -9999.0, -9999.0, -9999.0, -9999.0, -9999.0, -9999.0, -9999.0, -9999.0, -9999.0, -9999.0, -9999.0, -9999.0, -9999.0, -9999.0, -9999.0, -9999.0, -9999.0, -9999.0, -9999.0, -9999.0, -9999.0, -9999.0, -9999.0, -9999.0, -9999.0, -9999.0, -9999.0, -9999.0, -9999.0, -9999.0, -9999.0, -9999.0, -9999.0, -9999.0, -9999.0]
floatingse.member1:section_D | intermediate | m | [1.0, 1.0, 1.0, 0.01, 0.01, -9999.0, -9999.0, -9999.0, -9999.0, -9999.0, -9999.0, -9999.0, -9999.0, -9999.0, -9999.0, -9999.0, -9999.0, -9999.0, -9999.0, -9999.0, -9999.0, -9999.0, -9999.0, -9999.0, -9999.0, -9999.0, -9999.0, -9999.0, -9999.0, -9999.0, -9999.0, -9999.0, -9999.0, -9999.0, -9999.0, -9999.0, -9999.0, -9999.0, -9999.0, -9999.0, -9999.0, -9999.0, -9999.0, -9999.0, -9999.0, -9999.0, -9999.0, -9999.0, -9999.0, -9999.0, -9999.0, -9999.0, -9999.0, -9999.0, -9999.0, -9999.0, -9999.0, -9999.0, -9999.0, -9999.0, -9999.0, -9999.0, -9999.0, -9999.0, -9999.0, -9999.0, -9999.0, -9999.0, -9999.0, -9999.0, -9999.0, -9999.0, -9999.0, -9999.0, -9999.0, -9999.0, -9999.0, -9999.0, -9999.0, -9999.0, -9999.0, -9999.0, -9999.0, -9999.0, -9999.0, -9999.0, -9999.0, -9999.0, -9999.0, -9999.0, -9999.0, -9999.0, -9999.0, -9999.0, -9999.0, -9999.0, -9999.0, -9999.0, -9999.0, -9999.0, -9999.0, -9999.0, -9999.0, -9999.0, -9999.0, -9999.0, -9999.0, -9999.0, -9999.0, -9999.0, -9999.0, -9999.0, -9999.0, -9999.0, -9999.0, -9999.0, -9999.0, -9999.0, -9999.0, -9999.0, -9999.0, -9999.0, -9999.0, -9999.0, -9999.0, -9999.0, -9999.0, -9999.0, -9999.0, -9999.0, -9999.0, -9999.0, -9999.0, -9999.0, -9999.0, -9999.0, -9999.0, -9999.0, -9999.0, -9999.0, -9999.0, -9999.0, -9999.0, -9999.0, -9999.0, -9999.0, -9999.0, -9999.0, -9999.0, -9999.0, -9999.0, -9999.0, -9999.0, -9999.0, -9999.0, -9999.0, -9999.0, -9999.0, -9999.0, -9999.0, -9999.0, -9999.0, -9999.0, -9999.0, -9999.0, -9999.0, -9999.0, -9999.0, -9999.0, -9999.0, -9999.0, -9999.0, -9999.0, -9999.0, -9999.0, -9999.0, -9999.0, -9999.0, -9999.0, -9999.0, -9999.0, -9999.0, -9999.0, -9999.0, -9999.0, -9999.0, -9999.0, -9999.0, -9999.0, -9999.0, -9999.0, -9999.0, -9999.0, -9999.0, -9999.0, -9999.0, -9999.0, -9999.0, -9999.0, -9999.0]
floatingse.member1:Iwaterx | intermediate | m**4 | 0
floatingse.member1:Iwatery | intermediate | m**4 | 0
floatingse.member1:section_t | intermediate | m | [0.5, 0.1, 0.5, 0.01, 0.01, -9999.0, -9999.0, -9999.0, -9999.0, -9999.0, -9999.0, -9999.0, -9999.0, -9999.0, -9999.0, -9999.0, -9999.0, -9999.0, -9999.0, -9999.0, -9999.0, -9999.0, -9999.0, -9999.0, -9999.0, -9999.0, -9999.0, -9999.0, -9999.0, -9999.0, -9999.0, -9999.0, -9999.0, -9999.0, -9999.0, -9999.0, -9999.0, -9999.0, -9999.0, -9999.0, -9999.0, -9999.0, -9999.0, -9999.0, -9999.0, -9999.0, -9999.0, -9999.0, -9999.0, -9999.0, -9999.0, -9999.0, -9999.0, -9999.0, -9999.0, -9999.0, -9999.0, -9999.0, -9999.0, -9999.0, -9999.0, -9999.0, -9999.0, -9999.0, -9999.0, -9999.0, -9999.0, -9999.0, -9999.0, -9999.0, -9999.0, -9999.0, -9999.0, -9999.0, -9999.0, -9999.0, -9999.0, -9999.0, -9999.0, -9999.0, -9999.0, -9999.0, -9999.0, -9999.0, -9999.0, -9999.0, -9999.0, -9999.0, -9999.0, -9999.0, -9999.0, -9999.0, -9999.0, -9999.0, -9999.0, -9999.0, -9999.0, -9999.0, -9999.0, -9999.0, -9999.0, -9999.0, -9999.0, -9999.0, -9999.0, -9999.0, -9999.0, -9999.0, -9999.0, -9999.0, -9999.0, -9999.0, -9999.0, -9999.0, -9999.0, -9999.0, -9999.0, -9999.0, -9999.0, -9999.0, -9999.0, -9999.0, -9999.0, -9999.0, -9999.0, -9999.0, -9999.0, -9999.0, -9999.0, -9999.0, -9999.0, -9999.0, -9999.0, -9999.0, -9999.0, -9999.0, -9999.0, -9999.0, -9999.0, -9999.0, -9999.0, -9999.0, -9999.0, -9999.0, -9999.0, -9999.0, -9999.0, -9999.0, -9999.0, -9999.0, -9999.0, -9999.0, -9999.0, -9999.0, -9999.0, -9999.0, -9999.0, -9999.0, -9999.0, -9999.0, -9999.0, -9999.0, -9999.0, -9999.0, -9999.0, -9999.0, -9999.0, -9999.0, -9999.0, -9999.0, -9999.0, -9999.0, -9999.0, -9999.0, -9999.0, -9999.0, -9999.0, -9999.0, -9999.0, -9999.0, -9999.0, -9999.0, -9999.0, -9999.0, -9999.0, -9999.0, -9999.0, -9999.0, -9999.0, -9999.0, -9999.0, -9999.0, -9999.0, -9999.0, -9999.0, -9999.0, -9999.0, -9999.0, -9999.0, -9999.0]
floatingse.member1:section_A | intermediate | m**2 | [0.7853981633974483, 0.2827433388230813, 0.7853981633974483, 0.01, 0.01, -9999.0, -9999.0, -9999.0, -9999.0, -9999.0, -9999.0, -9999.0, -9999.0, -9999.0, -9999.0, -9999.0, -9999.0, -9999.0, -9999.0, -9999.0, -9999.0, -9999.0, -9999.0, -9999.0, -9999.0, -9999.0, -9999.0, -9999.0, -9999.0, -9999.0, -9999.0, -9999.0, -9999.0, -9999.0, -9999.0, -9999.0, -9999.0, -9999.0, -9999.0, -9999.0, -9999.0, -9999.0, -9999.0, -9999.0, -9999.0, -9999.0, -9999.0, -9999.0, -9999.0, -9999.0, -9999.0, -9999.0, -9999.0, -9999.0, -9999.0, -9999.0, -9999.0, -9999.0, -9999.0, -9999.0, -9999.0, -9999.0, -9999.0, -9999.0, -9999.0, -9999.0, -9999.0, -9999.0, -9999.0, -9999.0, -9999.0, -9999.0, -9999.0, -9999.0, -9999.0, -9999.0, -9999.0, -9999.0, -9999.0, -9999.0, -9999.0, -9999.0, -9999.0, -9999.0, -9999.0, -9999.0, -9999.0, -9999.0, -9999.0, -9999.0, -9999.0, -9999.0, -9999.0, -9999.0, -9999.0, -9999.0, -9999.0, -9999.0, -9999.0, -9999.0, -9999.0, -9999.0, -9999.0, -9999.0, -9999.0, -9999.0, -9999.0, -9999.0, -9999.0, -9999.0, -9999.0, -9999.0, -9999.0, -9999.0, -9999.0, -9999.0, -9999.0, -9999.0, -9999.0, -9999.0, -9999.0, -9999.0, -9999.0, -9999.0, -9999.0, -9999.0, -9999.0, -9999.0, -9999.0, -9999.0, -9999.0, -9999.0, -9999.0, -9999.0, -9999.0, -9999.0, -9999.0, -9999.0, -9999.0, -9999.0, -9999.0, -9999.0, -9999.0, -9999.0, -9999.0, -9999.0, -9999.0, -9999.0, -9999.0, -9999.0, -9999.0, -9999.0, -9999.0, -9999.0, -9999.0, -9999.0, -9999.0, -9999.0, -9999.0, -9999.0, -9999.0, -9999.0, -9999.0, -9999.0, -9999.0, -9999.0, -9999.0, -9999.0, -9999.0, -9999.0, -9999.0, -9999.0, -9999.0, -9999.0, -9999.0, -9999.0, -9999.0, -9999.0, -9999.0, -9999.0, -9999.0, -9999.0, -9999.0, -9999.0, -9999.0, -9999.0, -9999.0, -9999.0, -9999.0, -9999.0, -9999.0, -9999.0, -9999.0, -9999.0, -9999.0, -9999.0, -9999.0, -9999.0, -9999.0, -9999.0]
floatingse.member1:section_Asx | intermediate | m**2 | [0.698606753390037, 0.18261539511206404, 0.698606753390037, 0.01, 0.01, -9999.0, -9999.0, -9999.0, -9999.0, -9999.0, -9999.0, -9999.0, -9999.0, -9999.0, -9999.0, -9999.0, -9999.0, -9999.0, -9999.0, -9999.0, -9999.0, -9999.0, -9999.0, -9999.0, -9999.0, -9999.0, -9999.0, -9999.0, -9999.0, -9999.0, -9999.0, -9999.0, -9999.0, -9999.0, -9999.0, -9999.0, -9999.0, -9999.0, -9999.0, -9999.0, -9999.0, -9999.0, -9999.0, -9999.0, -9999.0, -9999.0, -9999.0, -9999.0, -9999.0, -9999.0, -9999.0, -9999.0, -9999.0, -9999.0, -9999.0, -9999.0, -9999.0, -9999.0, -9999.0, -9999.0, -9999.0, -9999.0, -9999.0, -9999.0, -9999.0, -9999.0, -9999.0, -9999.0, -9999.0, -9999.0, -9999.0, -9999.0, -9999.0, -9999.0, -9999.0, -9999.0, -9999.0, -9999.0, -9999.0, -9999.0, -9999.0, -9999.0, -9999.0, -9999.0, -9999.0, -9999.0, -9999.0, -9999.0, -9999.0, -9999.0, -9999.0, -9999.0, -9999.0, -9999.0, -9999.0, -9999.0, -9999.0, -9999.0, -9999.0, -9999.0, -9999.0, -9999.0, -9999.0, -9999.0, -9999.0, -9999.0, -9999.0, -9999.0, -9999.0, -9999.0, -9999.0, -9999.0, -9999.0, -9999.0, -9999.0, -9999.0, -9999.0, -9999.0, -9999.0, -9999.0, -9999.0, -9999.0, -9999.0, -9999.0, -9999.0, -9999.0, -9999.0, -9999.0, -9999.0, -9999.0, -9999.0, -9999.0, -9999.0, -9999.0, -9999.0, -9999.0, -9999.0, -9999.0, -9999.0, -9999.0, -9999.0, -9999.0, -9999.0, -9999.0, -9999.0, -9999.0, -9999.0, -9999.0, -9999.0, -9999.0, -9999.0, -9999.0, -9999.0, -9999.0, -9999.0, -9999.0, -9999.0, -9999.0, -9999.0, -9999.0, -9999.0, -9999.0, -9999.0, -9999.0, -9999.0, -9999.0, -9999.0, -9999.0, -9999.0, -9999.0, -9999.0, -9999.0, -9999.0, -9999.0, -9999.0, -9999.0, -9999.0, -9999.0, -9999.0, -9999.0, -9999.0, -9999.0, -9999.0, -9999.0, -9999.0, -9999.0, -9999.0, -9999.0, -9999.0, -9999.0, -9999.0, -9999.0, -9999.0, -9999.0, -9999.0, -9999.0, -9999.0, -9999.0, -9999.0, -9999.0]
floatingse.member1:section_Asy | intermediate | m**2 | [0.698606753390037, 0.18261539511206404, 0.698606753390037, 0.01, 0.01, -9999.0, -9999.0, -9999.0, -9999.0, -9999.0, -9999.0, -9999.0, -9999.0, -9999.0, -9999.0, -9999.0, -9999.0, -9999.0, -9999.0, -9999.0, -9999.0, -9999.0, -9999.0, -9999.0, -9999.0, -9999.0, -9999.0, -9999.0, -9999.0, -9999.0, -9999.0, -9999.0, -9999.0, -9999.0, -9999.0, -9999.0, -9999.0, -9999.0, -9999.0, -9999.0, -9999.0, -9999.0, -9999.0, -9999.0, -9999.0, -9999.0, -9999.0, -9999.0, -9999.0, -9999.0, -9999.0, -9999.0, -9999.0, -9999.0, -9999.0, -9999.0, -9999.0, -9999.0, -9999.0, -9999.0, -9999.0, -9999.0, -9999.0, -9999.0, -9999.0, -9999.0, -9999.0, -9999.0, -9999.0, -9999.0, -9999.0, -9999.0, -9999.0, -9999.0, -9999.0, -9999.0, -9999.0, -9999.0, -9999.0, -9999.0, -9999.0, -9999.0, -9999.0, -9999.0, -9999.0, -9999.0, -9999.0, -9999.0, -9999.0, -9999.0, -9999.0, -9999.0, -9999.0, -9999.0, -9999.0, -9999.0, -9999.0, -9999.0, -9999.0, -9999.0, -9999.0, -9999.0, -9999.0, -9999.0, -9999.0, -9999.0, -9999.0, -9999.0, -9999.0, -9999.0, -9999.0, -9999.0, -9999.0, -9999.0, -9999.0, -9999.0, -9999.0, -9999.0, -9999.0, -9999.0, -9999.0, -9999.0, -9999.0, -9999.0, -9999.0, -9999.0, -9999.0, -9999.0, -9999.0, -9999.0, -9999.0, -9999.0, -9999.0, -9999.0, -9999.0, -9999.0, -9999.0, -9999.0, -9999.0, -9999.0, -9999.0, -9999.0, -9999.0, -9999.0, -9999.0, -9999.0, -9999.0, -9999.0, -9999.0, -9999.0, -9999.0, -9999.0, -9999.0, -9999.0, -9999.0, -9999.0, -9999.0, -9999.0, -9999.0, -9999.0, -9999.0, -9999.0, -9999.0, -9999.0, -9999.0, -9999.0, -9999.0, -9999.0, -9999.0, -9999.0, -9999.0, -9999.0, -9999.0, -9999.0, -9999.0, -9999.0, -9999.0, -9999.0, -9999.0, -9999.0, -9999.0, -9999.0, -9999.0, -9999.0, -9999.0, -9999.0, -9999.0, -9999.0, -9999.0, -9999.0, -9999.0, -9999.0, -9999.0, -9999.0, -9999.0, -9999.0, -9999.0, -9999.0, -9999.0, -9999.0]
floatingse.member1:section_Ixx | intermediate | kg*m**2 | [0.04908738521234052, 0.028981192229365838, 0.04908738521234052, 0.01, 0.01, -9999.0, -9999.0, -9999.0, -9999.0, -9999.0, -9999.0, -9999.0, -9999.0, -9999.0, -9999.0, -9999.0, -9999.0, -9999.0, -9999.0, -9999.0, -9999.0, -9999.0, -9999.0, -9999.0, -9999.0, -9999.0, -9999.0, -9999.0, -9999.0, -9999.0, -9999.0, -9999.0, -9999.0, -9999.0, -9999.0, -9999.0, -9999.0, -9999.0, -9999.0, -9999.0, -9999.0, -9999.0, -9999.0, -9999.0, -9999.0, -9999.0, -9999.0, -9999.0, -9999.0, -9999.0, -9999.0, -9999.0, -9999.0, -9999.0, -9999.0, -9999.0, -9999.0, -9999.0, -9999.0, -9999.0, -9999.0, -9999.0, -9999.0, -9999.0, -9999.0, -9999.0, -9999.0, -9999.0, -9999.0, -9999.0, -9999.0, -9999.0, -9999.0, -9999.0, -9999.0, -9999.0, -9999.0, -9999.0, -9999.0, -9999.0, -9999.0, -9999.0, -9999.0, -9999.0, -9999.0, -9999.0, -9999.0, -9999.0, -9999.0, -9999.0, -9999.0, -9999.0, -9999.0, -9999.0, -9999.0, -9999.0, -9999.0, -9999.0, -9999.0, -9999.0, -9999.0, -9999.0, -9999.0, -9999.0, -9999.0, -9999.0, -9999.0, -9999.0, -9999.0, -9999.0, -9999.0, -9999.0, -9999.0, -9999.0, -9999.0, -9999.0, -9999.0, -9999.0, -9999.0, -9999.0, -9999.0, -9999.0, -9999.0, -9999.0, -9999.0, -9999.0, -9999.0, -9999.0, -9999.0, -9999.0, -9999.0, -9999.0, -9999.0, -9999.0, -9999.0, -9999.0, -9999.0, -9999.0, -9999.0, -9999.0, -9999.0, -9999.0, -9999.0, -9999.0, -9999.0, -9999.0, -9999.0, -9999.0, -9999.0, -9999.0, -9999.0, -9999.0, -9999.0, -9999.0, -9999.0, -9999.0, -9999.0, -9999.0, -9999.0, -9999.0, -9999.0, -9999.0, -9999.0, -9999.0, -9999.0, -9999.0, -9999.0, -9999.0, -9999.0, -9999.0, -9999.0, -9999.0, -9999.0, -9999.0, -9999.0, -9999.0, -9999.0, -9999.0, -9999.0, -9999.0, -9999.0, -9999.0, -9999.0, -9999.0, -9999.0, -9999.0, -9999.0, -9999.0, -9999.0, -9999.0, -9999.0, -9999.0, -9999.0, -9999.0, -9999.0, -9999.0, -9999.0, -9999.0, -9999.0, -9999.0]
floatingse.member1:section_Iyy | intermediate | kg*m**2 | [0.04908738521234052, 0.028981192229365838, 0.04908738521234052, 0.01, 0.01, -9999.0, -9999.0, -9999.0, -9999.0, -9999.0, -9999.0, -9999.0, -9999.0, -9999.0, -9999.0, -9999.0, -9999.0, -9999.0, -9999.0, -9999.0, -9999.0, -9999.0, -9999.0, -9999.0, -9999.0, -9999.0, -9999.0, -9999.0, -9999.0, -9999.0, -9999.0, -9999.0, -9999.0, -9999.0, -9999.0, -9999.0, -9999.0, -9999.0, -9999.0, -9999.0, -9999.0, -9999.0, -9999.0, -9999.0, -9999.0, -9999.0, -9999.0, -9999.0, -9999.0, -9999.0, -9999.0, -9999.0, -9999.0, -9999.0, -9999.0, -9999.0, -9999.0, -9999.0, -9999.0, -9999.0, -9999.0, -9999.0, -9999.0, -9999.0, -9999.0, -9999.0, -9999.0, -9999.0, -9999.0, -9999.0, -9999.0, -9999.0, -9999.0, -9999.0, -9999.0, -9999.0, -9999.0, -9999.0, -9999.0, -9999.0, -9999.0, -9999.0, -9999.0, -9999.0, -9999.0, -9999.0, -9999.0, -9999.0, -9999.0, -9999.0, -9999.0, -9999.0, -9999.0, -9999.0, -9999.0, -9999.0, -9999.0, -9999.0, -9999.0, -9999.0, -9999.0, -9999.0, -9999.0, -9999.0, -9999.0, -9999.0, -9999.0, -9999.0, -9999.0, -9999.0, -9999.0, -9999.0, -9999.0, -9999.0, -9999.0, -9999.0, -9999.0, -9999.0, -9999.0, -9999.0, -9999.0, -9999.0, -9999.0, -9999.0, -9999.0, -9999.0, -9999.0, -9999.0, -9999.0, -9999.0, -9999.0, -9999.0, -9999.0, -9999.0, -9999.0, -9999.0, -9999.0, -9999.0, -9999.0, -9999.0, -9999.0, -9999.0, -9999.0, -9999.0, -9999.0, -9999.0, -9999.0, -9999.0, -9999.0, -9999.0, -9999.0, -9999.0, -9999.0, -9999.0, -9999.0, -9999.0, -9999.0, -9999.0, -9999.0, -9999.0, -9999.0, -9999.0, -9999.0, -9999.0, -9999.0, -9999.0, -9999.0, -9999.0, -9999.0, -9999.0, -9999.0, -9999.0, -9999.0, -9999.0, -9999.0, -9999.0, -9999.0, -9999.0, -9999.0, -9999.0, -9999.0, -9999.0, -9999.0, -9999.0, -9999.0, -9999.0, -9999.0, -9999.0, -9999.0, -9999.0, -9999.0, -9999.0, -9999.0, -9999.0, -9999.0, -9999.0, -9999.0, -9999.0, -9999.0, -9999.0]
floatingse.member1:section_J0 | intermediate | kg*m**2 | [0.09817477042468103, 0.057962384458731676, 0.09817477042468103, 0.01, 0.01, -9999.0, -9999.0, -9999.0, -9999.0, -9999.0, -9999.0, -9999.0, -9999.0, -9999.0, -9999.0, -9999.0, -9999.0, -9999.0, -9999.0, -9999.0, -9999.0, -9999.0, -9999.0, -9999.0, -9999.0, -9999.0, -9999.0, -9999.0, -9999.0, -9999.0, -9999.0, -9999.0, -9999.0, -9999.0, -9999.0, -9999.0, -9999.0, -9999.0, -9999.0, -9999.0, -9999.0, -9999.0, -9999.0, -9999.0, -9999.0, -9999.0, -9999.0, -9999.0, -9999.0, -9999.0, -9999.0, -9999.0, -9999.0, -9999.0, -9999.0, -9999.0, -9999.0, -9999.0, -9999.0, -9999.0, -9999.0, -9999.0, -9999.0, -9999.0, -9999.0, -9999.0, -9999.0, -9999.0, -9999.0, -9999.0, -9999.0, -9999.0, -9999.0, -9999.0, -9999.0, -9999.0, -9999.0, -9999.0, -9999.0, -9999.0, -9999.0, -9999.0, -9999.0, -9999.0, -9999.0, -9999.0, -9999.0, -9999.0, -9999.0, -9999.0, -9999.0, -9999.0, -9999.0, -9999.0, -9999.0, -9999.0, -9999.0, -9999.0, -9999.0, -9999.0, -9999.0, -9999.0, -9999.0, -9999.0, -9999.0, -9999.0, -9999.0, -9999.0, -9999.0, -9999.0, -9999.0, -9999.0, -9999.0, -9999.0, -9999.0, -9999.0, -9999.0, -9999.0, -9999.0, -9999.0, -9999.0, -9999.0, -9999.0, -9999.0, -9999.0, -9999.0, -9999.0, -9999.0, -9999.0, -9999.0, -9999.0, -9999.0, -9999.0, -9999.0, -9999.0, -9999.0, -9999.0, -9999.0, -9999.0, -9999.0, -9999.0, -9999.0, -9999.0, -9999.0, -9999.0, -9999.0, -9999.0, -9999.0, -9999.0, -9999.0, -9999.0, -9999.0, -9999.0, -9999.0, -9999.0, -9999.0, -9999.0, -9999.0, -9999.0, -9999.0, -9999.0, -9999.0, -9999.0, -9999.0, -9999.0, -9999.0, -9999.0, -9999.0, -9999.0, -9999.0, -9999.0, -9999.0, -9999.0, -9999.0, -9999.0, -9999.0, -9999.0, -9999.0, -9999.0, -9999.0, -9999.0, -9999.0, -9999.0, -9999.0, -9999.0, -9999.0, -9999.0, -9999.0, -9999.0, -9999.0, -9999.0, -9999.0, -9999.0, -9999.0, -9999.0, -9999.0, -9999.0, -9999.0, -9999.0, -9999.0]
floatingse.member1:section_rho | intermediate | kg/m**3 | [7800.0, 7800.0, 7800.0, 0.01, 0.01, -9999.0, -9999.0, -9999.0, -9999.0, -9999.0, -9999.0, -9999.0, -9999.0, -9999.0, -9999.0, -9999.0, -9999.0, -9999.0, -9999.0, -9999.0, -9999.0, -9999.0, -9999.0, -9999.0, -9999.0, -9999.0, -9999.0, -9999.0, -9999.0, -9999.0, -9999.0, -9999.0, -9999.0, -9999.0, -9999.0, -9999.0, -9999.0, -9999.0, -9999.0, -9999.0, -9999.0, -9999.0, -9999.0, -9999.0, -9999.0, -9999.0, -9999.0, -9999.0, -9999.0, -9999.0, -9999.0, -9999.0, -9999.0, -9999.0, -9999.0, -9999.0, -9999.0, -9999.0, -9999.0, -9999.0, -9999.0, -9999.0, -9999.0, -9999.0, -9999.0, -9999.0, -9999.0, -9999.0, -9999.0, -9999.0, -9999.0, -9999.0, -9999.0, -9999.0, -9999.0, -9999.0, -9999.0, -9999.0, -9999.0, -9999.0, -9999.0, -9999.0, -9999.0, -9999.0, -9999.0, -9999.0, -9999.0, -9999.0, -9999.0, -9999.0, -9999.0, -9999.0, -9999.0, -9999.0, -9999.0, -9999.0, -9999.0, -9999.0, -9999.0, -9999.0, -9999.0, -9999.0, -9999.0, -9999.0, -9999.0, -9999.0, -9999.0, -9999.0, -9999.0, -9999.0, -9999.0, -9999.0, -9999.0, -9999.0, -9999.0, -9999.0, -9999.0, -9999.0, -9999.0, -9999.0, -9999.0, -9999.0, -9999.0, -9999.0, -9999.0, -9999.0, -9999.0, -9999.0, -9999.0, -9999.0, -9999.0, -9999.0, -9999.0, -9999.0, -9999.0, -9999.0, -9999.0, -9999.0, -9999.0, -9999.0, -9999.0, -9999.0, -9999.0, -9999.0, -9999.0, -9999.0, -9999.0, -9999.0, -9999.0, -9999.0, -9999.0, -9999.0, -9999.0, -9999.0, -9999.0, -9999.0, -9999.0, -9999.0, -9999.0, -9999.0, -9999.0, -9999.0, -9999.0, -9999.0, -9999.0, -9999.0, -9999.0, -9999.0, -9999.0, -9999.0, -9999.0, -9999.0, -9999.0, -9999.0, -9999.0, -9999.0, -9999.0, -9999.0, -9999.0, -9999.0, -9999.0, -9999.0, -9999.0, -9999.0, -9999.0, -9999.0, -9999.0, -9999.0, -9999.0, -9999.0, -9999.0, -9999.0, -9999.0, -9999.0, -9999.0, -9999.0, -9999.0, -9999.0, -9999.0, -9999.0]
floatingse.member1:section_E | intermediate | Pa | [200000000000.0, 200000000000.0, 200000000000.0, 20000000000000.0, 20000000000000.0, -9999.0, -9999.0, -9999.0, -9999.0, -9999.0, -9999.0, -9999.0, -9999.0, -9999.0, -9999.0, -9999.0, -9999.0, -9999.0, -9999.0, -9999.0, -9999.0, -9999.0, -9999.0, -9999.0, -9999.0, -9999.0, -9999.0, -9999.0, -9999.0, -9999.0, -9999.0, -9999.0, -9999.0, -9999.0, -9999.0, -9999.0, -9999.0, -9999.0, -9999.0, -9999.0, -9999.0, -9999.0, -9999.0, -9999.0, -9999.0, -9999.0, -9999.0, -9999.0, -9999.0, -9999.0, -9999.0, -9999.0, -9999.0, -9999.0, -9999.0, -9999.0, -9999.0, -9999.0, -9999.0, -9999.0, -9999.0, -9999.0, -9999.0, -9999.0, -9999.0, -9999.0, -9999.0, -9999.0, -9999.0, -9999.0, -9999.0, -9999.0, -9999.0, -9999.0, -9999.0, -9999.0, -9999.0, -9999.0, -9999.0, -9999.0, -9999.0, -9999.0, -9999.0, -9999.0, -9999.0, -9999.0, -9999.0, -9999.0, -9999.0, -9999.0, -9999.0, -9999.0, -9999.0, -9999.0, -9999.0, -9999.0, -9999.0, -9999.0, -9999.0, -9999.0, -9999.0, -9999.0, -9999.0, -9999.0, -9999.0, -9999.0, -9999.0, -9999.0, -9999.0, -9999.0, -9999.0, -9999.0, -9999.0, -9999.0, -9999.0, -9999.0, -9999.0, -9999.0, -9999.0, -9999.0, -9999.0, -9999.0, -9999.0, -9999.0, -9999.0, -9999.0, -9999.0, -9999.0, -9999.0, -9999.0, -9999.0, -9999.0, -9999.0, -9999.0, -9999.0, -9999.0, -9999.0, -9999.0, -9999.0, -9999.0, -9999.0, -9999.0, -9999.0, -9999.0, -9999.0, -9999.0, -9999.0, -9999.0, -9999.0, -9999.0, -9999.0, -9999.0, -9999.0, -9999.0, -9999.0, -9999.0, -9999.0, -9999.0, -9999.0, -9999.0, -9999.0, -9999.0, -9999.0, -9999.0, -9999.0, -9999.0, -9999.0, -9999.0, -9999.0, -9999.0, -9999.0, -9999.0, -9999.0, -9999.0, -9999.0, -9999.0, -9999.0, -9999.0, -9999.0, -9999.0, -9999.0, -9999.0, -9999.0, -9999.0, -9999.0, -9999.0, -9999.0, -9999.0, -9999.0, -9999.0, -9999.0, -9999.0, -9999.0, -9999.0, -9999.0, -9999.0, -9999.0, -9999.0, -9999.0, -9999.0]
floatingse.member1:section_G | intermediate | Pa | [79300000000.0, 79300000000.0, 79300000000.0, 7930000000000.0, 7930000000000.0, -9999.0, -9999.0, -9999.0, -9999.0, -9999.0, -9999.0, -9999.0, -9999.0, -9999.0, -9999.0, -9999.0, -9999.0, -9999.0, -9999.0, -9999.0, -9999.0, -9999.0, -9999.0, -9999.0, -9999.0, -9999.0, -9999.0, -9999.0, -9999.0, -9999.0, -9999.0, -9999.0, -9999.0, -9999.0, -9999.0, -9999.0, -9999.0, -9999.0, -9999.0, -9999.0, -9999.0, -9999.0, -9999.0, -9999.0, -9999.0, -9999.0, -9999.0, -9999.0, -9999.0, -9999.0, -9999.0, -9999.0, -9999.0, -9999.0, -9999.0, -9999.0, -9999.0, -9999.0, -9999.0, -9999.0, -9999.0, -9999.0, -9999.0, -9999.0, -9999.0, -9999.0, -9999.0, -9999.0, -9999.0, -9999.0, -9999.0, -9999.0, -9999.0, -9999.0, -9999.0, -9999.0, -9999.0, -9999.0, -9999.0, -9999.0, -9999.0, -9999.0, -9999.0, -9999.0, -9999.0, -9999.0, -9999.0, -9999.0, -9999.0, -9999.0, -9999.0, -9999.0, -9999.0, -9999.0, -9999.0, -9999.0, -9999.0, -9999.0, -9999.0, -9999.0, -9999.0, -9999.0, -9999.0, -9999.0, -9999.0, -9999.0, -9999.0, -9999.0, -9999.0, -9999.0, -9999.0, -9999.0, -9999.0, -9999.0, -9999.0, -9999.0, -9999.0, -9999.0, -9999.0, -9999.0, -9999.0, -9999.0, -9999.0, -9999.0, -9999.0, -9999.0, -9999.0, -9999.0, -9999.0, -9999.0, -9999.0, -9999.0, -9999.0, -9999.0, -9999.0, -9999.0, -9999.0, -9999.0, -9999.0, -9999.0, -9999.0, -9999.0, -9999.0, -9999.0, -9999.0, -9999.0, -9999.0, -9999.0, -9999.0, -9999.0, -9999.0, -9999.0, -9999.0, -9999.0, -9999.0, -9999.0, -9999.0, -9999.0, -9999.0, -9999.0, -9999.0, -9999.0, -9999.0, -9999.0, -9999.0, -9999.0, -9999.0, -9999.0, -9999.0, -9999.0, -9999.0, -9999.0, -9999.0, -9999.0, -9999.0, -9999.0, -9999.0, -9999.0, -9999.0, -9999.0, -9999.0, -9999.0, -9999.0, -9999.0, -9999.0, -9999.0, -9999.0, -9999.0, -9999.0, -9999.0, -9999.0, -9999.0, -9999.0, -9999.0, -9999.0, -9999.0, -9999.0, -9999.0, -9999.0, -9999.0]
floatingse.member1:section_TorsC | intermediate | m**3 | [0.0, 0.11592476891746335, 0.0, 0.11592476891746335, 0.11592476891746335, -9999.0, -9999.0, -9999.0, -9999.0, -9999.0, -9999.0, -9999.0, -9999.0, -9999.0, -9999.0, -9999.0, -9999.0, -9999.0, -9999.0, -9999.0, -9999.0, -9999.0, -9999.0, -9999.0, -9999.0, -9999.0, -9999.0, -9999.0, -9999.0, -9999.0, -9999.0, -9999.0, -9999.0, -9999.0, -9999.0, -9999.0, -9999.0, -9999.0, -9999.0, -9999.0, -9999.0, -9999.0, -9999.0, -9999.0, -9999.0, -9999.0, -9999.0, -9999.0, -9999.0, -9999.0, -9999.0, -9999.0, -9999.0, -9999.0, -9999.0, -9999.0, -9999.0, -9999.0, -9999.0, -9999.0, -9999.0, -9999.0, -9999.0, -9999.0, -9999.0, -9999.0, -9999.0, -9999.0, -9999.0, -9999.0, -9999.0, -9999.0, -9999.0, -9999.0, -9999.0, -9999.0, -9999.0, -9999.0, -9999.0, -9999.0, -9999.0, -9999.0, -9999.0, -9999.0, -9999.0, -9999.0, -9999.0, -9999.0, -9999.0, -9999.0, -9999.0, -9999.0, -9999.0, -9999.0, -9999.0, -9999.0, -9999.0, -9999.0, -9999.0, -9999.0, -9999.0, -9999.0, -9999.0, -9999.0, -9999.0, -9999.0, -9999.0, -9999.0, -9999.0, -9999.0, -9999.0, -9999.0, -9999.0, -9999.0, -9999.0, -9999.0, -9999.0, -9999.0, -9999.0, -9999.0, -9999.0, -9999.0, -9999.0, -9999.0, -9999.0, -9999.0, -9999.0, -9999.0, -9999.0, -9999.0, -9999.0, -9999.0, -9999.0, -9999.0, -9999.0, -9999.0, -9999.0, -9999.0, -9999.0, -9999.0, -9999.0, -9999.0, -9999.0, -9999.0, -9999.0, -9999.0, -9999.0, -9999.0, -9999.0, -9999.0, -9999.0, -9999.0, -9999.0, -9999.0, -9999.0, -9999.0, -9999.0, -9999.0, -9999.0, -9999.0, -9999.0, -9999.0, -9999.0, -9999.0, -9999.0, -9999.0, -9999.0, -9999.0, -9999.0, -9999.0, -9999.0, -9999.0, -9999.0, -9999.0, -9999.0, -9999.0, -9999.0, -9999.0, -9999.0, -9999.0, -9999.0, -9999.0, -9999.0, -9999.0, -9999.0, -9999.0, -9999.0, -9999.0, -9999.0, -9999.0, -9999.0, -9999.0, -9999.0, -9999.0, -9999.0, -9999.0, -9999.0, -9999.0, -9999.0, -9999.0]
floatingse.member1:section_sigma_y | intermediate | Pa | [345000000.0, 345000000.0, 345000000.0, 34500000000.0, 34500000000.0, -9999.0, -9999.0, -9999.0, -9999.0, -9999.0, -9999.0, -9999.0, -9999.0, -9999.0, -9999.0, -9999.0, -9999.0, -9999.0, -9999.0, -9999.0, -9999.0, -9999.0, -9999.0, -9999.0, -9999.0, -9999.0, -9999.0, -9999.0, -9999.0, -9999.0, -9999.0, -9999.0, -9999.0, -9999.0, -9999.0, -9999.0, -9999.0, -9999.0, -9999.0, -9999.0, -9999.0, -9999.0, -9999.0, -9999.0, -9999.0, -9999.0, -9999.0, -9999.0, -9999.0, -9999.0, -9999.0, -9999.0, -9999.0, -9999.0, -9999.0, -9999.0, -9999.0, -9999.0, -9999.0, -9999.0, -9999.0, -9999.0, -9999.0, -9999.0, -9999.0, -9999.0, -9999.0, -9999.0, -9999.0, -9999.0, -9999.0, -9999.0, -9999.0, -9999.0, -9999.0, -9999.0, -9999.0, -9999.0, -9999.0, -9999.0, -9999.0, -9999.0, -9999.0, -9999.0, -9999.0, -9999.0, -9999.0, -9999.0, -9999.0, -9999.0, -9999.0, -9999.0, -9999.0, -9999.0, -9999.0, -9999.0, -9999.0, -9999.0, -9999.0, -9999.0, -9999.0, -9999.0, -9999.0, -9999.0, -9999.0, -9999.0, -9999.0, -9999.0, -9999.0, -9999.0, -9999.0, -9999.0, -9999.0, -9999.0, -9999.0, -9999.0, -9999.0, -9999.0, -9999.0, -9999.0, -9999.0, -9999.0, -9999.0, -9999.0, -9999.0, -9999.0, -9999.0, -9999.0, -9999.0, -9999.0, -9999.0, -9999.0, -9999.0, -9999.0, -9999.0, -9999.0, -9999.0, -9999.0, -9999.0, -9999.0, -9999.0, -9999.0, -9999.0, -9999.0, -9999.0, -9999.0, -9999.0, -9999.0, -9999.0, -9999.0, -9999.0, -9999.0, -9999.0, -9999.0, -9999.0, -9999.0, -9999.0, -9999.0, -9999.0, -9999.0, -9999.0, -9999.0, -9999.0, -9999.0, -9999.0, -9999.0, -9999.0, -9999.0, -9999.0, -9999.0, -9999.0, -9999.0, -9999.0, -9999.0, -9999.0, -9999.0, -9999.0, -9999.0, -9999.0, -9999.0, -9999.0, -9999.0, -9999.0, -9999.0, -9999.0, -9999.0, -9999.0, -9999.0, -9999.0, -9999.0, -9999.0, -9999.0, -9999.0, -9999.0, -9999.0, -9999.0, -9999.0, -9999.0, -9999.0, -9999.0]
floatingse.member1:idx_cb | intermediate |  | 0
floatingse.member1:buoyancy_force | intermediate | N | 3947.2105
floatingse.member1:displacement | intermediate | m**3 | 0.3927
floatingse.member1:center_of_buoyancy | intermediate | m | [4.949999984356509, 0.0, -69.99997115384434]
floatingse.member1:center_of_mass | intermediate | m | [4.949999984356509, 0.0, -69.99997115384434]
floatingse.member1:ballast_mass | intermediate | kg | 0
floatingse.member1:total_mass | intermediate | kg | 1259.5274
floatingse.member1:total_cost | intermediate | USD | 9894.7586
floatingse.member1:I_total | intermediate | kg*m**2 | [152.0744612171743, 152.0744612171743, 238.5995794602733, 0.0, 0.0, 0.0]
floatingse.member1:Awater | intermediate | m**2 | 0
floatingse.member1:added_mass | intermediate | kg | [402.51658660772284, 402.51658660772284, 170.83333333333331, 8.386186894808159, 8.386186894808159, 0.0]
floatingse.member1:waterline_centroid | intermediate | m | [0.0, 0.0]
floatingse.member1:variable_ballast_capacity | intermediate | m**3 | 0
floatingse.member2:nodes_r | intermediate | m | [0.5, 0.5, 0.5, 0.5, 0.5, 0.5, -9999.0, -9999.0, -9999.0, -9999.0, -9999.0, -9999.0, -9999.0, -9999.0, -9999.0, -9999.0, -9999.0, -9999.0, -9999.0, -9999.0, -9999.0, -9999.0, -9999.0, -9999.0, -9999.0, -9999.0, -9999.0, -9999.0, -9999.0, -9999.0, -9999.0, -9999.0, -9999.0, -9999.0, -9999.0, -9999.0, -9999.0, -9999.0, -9999.0, -9999.0, -9999.0, -9999.0, -9999.0, -9999.0, -9999.0, -9999.0, -9999.0, -9999.0, -9999.0, -9999.0, -9999.0, -9999.0, -9999.0, -9999.0, -9999.0, -9999.0, -9999.0, -9999.0, -9999.0, -9999.0, -9999.0, -9999.0, -9999.0, -9999.0, -9999.0, -9999.0, -9999.0, -9999.0, -9999.0, -9999.0, -9999.0, -9999.0, -9999.0, -9999.0, -9999.0, -9999.0, -9999.0, -9999.0, -9999.0, -9999.0, -9999.0, -9999.0, -9999.0, -9999.0, -9999.0, -9999.0, -9999.0, -9999.0, -9999.0, -9999.0, -9999.0, -9999.0, -9999.0, -9999.0, -9999.0, -9999.0, -9999.0, -9999.0, -9999.0, -9999.0, -9999.0, -9999.0, -9999.0, -9999.0, -9999.0, -9999.0, -9999.0, -9999.0, -9999.0, -9999.0, -9999.0, -9999.0, -9999.0, -9999.0, -9999.0, -9999.0, -9999.0, -9999.0, -9999.0, -9999.0, -9999.0, -9999.0, -9999.0, -9999.0, -9999.0, -9999.0, -9999.0, -9999.0, -9999.0, -9999.0, -9999.0, -9999.0, -9999.0, -9999.0, -9999.0, -9999.0, -9999.0, -9999.0, -9999.0, -9999.0, -9999.0, -9999.0, -9999.0, -9999.0, -9999.0, -9999.0, -9999.0, -9999.0, -9999.0, -9999.0, -9999.0, -9999.0, -9999.0, -9999.0, -9999.0, -9999.0, -9999.0, -9999.0, -9999.0, -9999.0, -9999.0, -9999.0, -9999.0, -9999.0, -9999.0, -9999.0, -9999.0, -9999.0, -9999.0, -9999.0, -9999.0, -9999.0, -9999.0, -9999.0, -9999.0, -9999.0, -9999.0, -9999.0, -9999.0, -9999.0, -9999.0, -9999.0, -9999.0, -9999.0, -9999.0, -9999.0, -9999.0, -9999.0, -9999.0, -9999.0, -9999.0, -9999.0, -9999.0, -9999.0, -9999.0, -9999.0, -9999.0, -9999.0, -9999.0, -9999.0]
floatingse.member2:section_D | intermediate | m | [1.0, 1.0, 1.0, 0.01, 0.01, -9999.0, -9999.0, -9999.0, -9999.0, -9999.0, -9999.0, -9999.0, -9999.0, -9999.0, -9999.0, -9999.0, -9999.0, -9999.0, -9999.0, -9999.0, -9999.0, -9999.0, -9999.0, -9999.0, -9999.0, -9999.0, -9999.0, -9999.0, -9999.0, -9999.0, -9999.0, -9999.0, -9999.0, -9999.0, -9999.0, -9999.0, -9999.0, -9999.0, -9999.0, -9999.0, -9999.0, -9999.0, -9999.0, -9999.0, -9999.0, -9999.0, -9999.0, -9999.0, -9999.0, -9999.0, -9999.0, -9999.0, -9999.0, -9999.0, -9999.0, -9999.0, -9999.0, -9999.0, -9999.0, -9999.0, -9999.0, -9999.0, -9999.0, -9999.0, -9999.0, -9999.0, -9999.0, -9999.0, -9999.0, -9999.0, -9999.0, -9999.0, -9999.0, -9999.0, -9999.0, -9999.0, -9999.0, -9999.0, -9999.0, -9999.0, -9999.0, -9999.0, -9999.0, -9999.0, -9999.0, -9999.0, -9999.0, -9999.0, -9999.0, -9999.0, -9999.0, -9999.0, -9999.0, -9999.0, -9999.0, -9999.0, -9999.0, -9999.0, -9999.0, -9999.0, -9999.0, -9999.0, -9999.0, -9999.0, -9999.0, -9999.0, -9999.0, -9999.0, -9999.0, -9999.0, -9999.0, -9999.0, -9999.0, -9999.0, -9999.0, -9999.0, -9999.0, -9999.0, -9999.0, -9999.0, -9999.0, -9999.0, -9999.0, -9999.0, -9999.0, -9999.0, -9999.0, -9999.0, -9999.0, -9999.0, -9999.0, -9999.0, -9999.0, -9999.0, -9999.0, -9999.0, -9999.0, -9999.0, -9999.0, -9999.0, -9999.0, -9999.0, -9999.0, -9999.0, -9999.0, -9999.0, -9999.0, -9999.0, -9999.0, -9999.0, -9999.0, -9999.0, -9999.0, -9999.0, -9999.0, -9999.0, -9999.0, -9999.0, -9999.0, -9999.0, -9999.0, -9999.0, -9999.0, -9999.0, -9999.0, -9999.0, -9999.0, -9999.0, -9999.0, -9999.0, -9999.0, -9999.0, -9999.0, -9999.0, -9999.0, -9999.0, -9999.0, -9999.0, -9999.0, -9999.0, -9999.0, -9999.0, -9999.0, -9999.0, -9999.0, -9999.0, -9999.0, -9999.0, -9999.0, -9999.0, -9999.0, -9999.0, -9999.0, -9999.0, -9999.0, -9999.0, -9999.0, -9999.0, -9999.0, -9999.0]
floatingse.member2:Iwaterx | intermediate | m**4 | 0
floatingse.member2:Iwatery | intermediate | m**4 | 0
floatingse.member2:section_t | intermediate | m | [0.5, 0.1, 0.5, 0.01, 0.01, -9999.0, -9999.0, -9999.0, -9999.0, -9999.0, -9999.0, -9999.0, -9999.0, -9999.0, -9999.0, -9999.0, -9999.0, -9999.0, -9999.0, -9999.0, -9999.0, -9999.0, -9999.0, -9999.0, -9999.0, -9999.0, -9999.0, -9999.0, -9999.0, -9999.0, -9999.0, -9999.0, -9999.0, -9999.0, -9999.0, -9999.0, -9999.0, -9999.0, -9999.0, -9999.0, -9999.0, -9999.0, -9999.0, -9999.0, -9999.0, -9999.0, -9999.0, -9999.0, -9999.0, -9999.0, -9999.0, -9999.0, -9999.0, -9999.0, -9999.0, -9999.0, -9999.0, -9999.0, -9999.0, -9999.0, -9999.0, -9999.0, -9999.0, -9999.0, -9999.0, -9999.0, -9999.0, -9999.0, -9999.0, -9999.0, -9999.0, -9999.0, -9999.0, -9999.0, -9999.0, -9999.0, -9999.0, -9999.0, -9999.0, -9999.0, -9999.0, -9999.0, -9999.0, -9999.0, -9999.0, -9999.0, -9999.0, -9999.0, -9999.0, -9999.0, -9999.0, -9999.0, -9999.0, -9999.0, -9999.0, -9999.0, -9999.0, -9999.0, -9999.0, -9999.0, -9999.0, -9999.0, -9999.0, -9999.0, -9999.0, -9999.0, -9999.0, -9999.0, -9999.0, -9999.0, -9999.0, -9999.0, -9999.0, -9999.0, -9999.0, -9999.0, -9999.0, -9999.0, -9999.0, -9999.0, -9999.0, -9999.0, -9999.0, -9999.0, -9999.0, -9999.0, -9999.0, -9999.0, -9999.0, -9999.0, -9999.0, -9999.0, -9999.0, -9999.0, -9999.0, -9999.0, -9999.0, -9999.0, -9999.0, -9999.0, -9999.0, -9999.0, -9999.0, -9999.0, -9999.0, -9999.0, -9999.0, -9999.0, -9999.0, -9999.0, -9999.0, -9999.0, -9999.0, -9999.0, -9999.0, -9999.0, -9999.0, -9999.0, -9999.0, -9999.0, -9999.0, -9999.0, -9999.0, -9999.0, -9999.0, -9999.0, -9999.0, -9999.0, -9999.0, -9999.0, -9999.0, -9999.0, -9999.0, -9999.0, -9999.0, -9999.0, -9999.0, -9999.0, -9999.0, -9999.0, -9999.0, -9999.0, -9999.0, -9999.0, -9999.0, -9999.0, -9999.0, -9999.0, -9999.0, -9999.0, -9999.0, -9999.0, -9999.0, -9999.0, -9999.0, -9999.0, -9999.0, -9999.0, -9999.0, -9999.0]
floatingse.member2:section_A | intermediate | m**2 | [0.7853981633974483, 0.2827433388230813, 0.7853981633974483, 0.01, 0.01, -9999.0, -9999.0, -9999.0, -9999.0, -9999.0, -9999.0, -9999.0, -9999.0, -9999.0, -9999.0, -9999.0, -9999.0, -9999.0, -9999.0, -9999.0, -9999.0, -9999.0, -9999.0, -9999.0, -9999.0, -9999.0, -9999.0, -9999.0, -9999.0, -9999.0, -9999.0, -9999.0, -9999.0, -9999.0, -9999.0, -9999.0, -9999.0, -9999.0, -9999.0, -9999.0, -9999.0, -9999.0, -9999.0, -9999.0, -9999.0, -9999.0, -9999.0, -9999.0, -9999.0, -9999.0, -9999.0, -9999.0, -9999.0, -9999.0, -9999.0, -9999.0, -9999.0, -9999.0, -9999.0, -9999.0, -9999.0, -9999.0, -9999.0, -9999.0, -9999.0, -9999.0, -9999.0, -9999.0, -9999.0, -9999.0, -9999.0, -9999.0, -9999.0, -9999.0, -9999.0, -9999.0, -9999.0, -9999.0, -9999.0, -9999.0, -9999.0, -9999.0, -9999.0, -9999.0, -9999.0, -9999.0, -9999.0, -9999.0, -9999.0, -9999.0, -9999.0, -9999.0, -9999.0, -9999.0, -9999.0, -9999.0, -9999.0, -9999.0, -9999.0, -9999.0, -9999.0, -9999.0, -9999.0, -9999.0, -9999.0, -9999.0, -9999.0, -9999.0, -9999.0, -9999.0, -9999.0, -9999.0, -9999.0, -9999.0, -9999.0, -9999.0, -9999.0, -9999.0, -9999.0, -9999.0, -9999.0, -9999.0, -9999.0, -9999.0, -9999.0, -9999.0, -9999.0, -9999.0, -9999.0, -9999.0, -9999.0, -9999.0, -9999.0, -9999.0, -9999.0, -9999.0, -9999.0, -9999.0, -9999.0, -9999.0, -9999.0, -9999.0, -9999.0, -9999.0, -9999.0, -9999.0, -9999.0, -9999.0, -9999.0, -9999.0, -9999.0, -9999.0, -9999.0, -9999.0, -9999.0, -9999.0, -9999.0, -9999.0, -9999.0, -9999.0, -9999.0, -9999.0, -9999.0, -9999.0, -9999.0, -9999.0, -9999.0, -9999.0, -9999.0, -9999.0, -9999.0, -9999.0, -9999.0, -9999.0, -9999.0, -9999.0, -9999.0, -9999.0, -9999.0, -9999.0, -9999.0, -9999.0, -9999.0, -9999.0, -9999.0, -9999.0, -9999.0, -9999.0, -9999.0, -9999.0, -9999.0, -9999.0, -9999.0, -9999.0, -9999.0, -9999.0, -9999.0, -9999.0, -9999.0, -9999.0]
floatingse.member2:section_Asx | intermediate | m**2 | [0.698606753390037, 0.18261539511206404, 0.698606753390037, 0.01, 0.01, -9999.0, -9999.0, -9999.0, -9999.0, -9999.0, -9999.0, -9999.0, -9999.0, -9999.0, -9999.0, -9999.0, -9999.0, -9999.0, -9999.0, -9999.0, -9999.0, -9999.0, -9999.0, -9999.0, -9999.0, -9999.0, -9999.0, -9999.0, -9999.0, -9999.0, -9999.0, -9999.0, -9999.0, -9999.0, -9999.0, -9999.0, -9999.0, -9999.0, -9999.0, -9999.0, -9999.0, -9999.0, -9999.0, -9999.0, -9999.0, -9999.0, -9999.0, -9999.0, -9999.0, -9999.0, -9999.0, -9999.0, -9999.0, -9999.0, -9999.0, -9999.0, -9999.0, -9999.0, -9999.0, -9999.0, -9999.0, -9999.0, -9999.0, -9999.0, -9999.0, -9999.0, -9999.0, -9999.0, -9999.0, -9999.0, -9999.0, -9999.0, -9999.0, -9999.0, -9999.0, -9999.0, -9999.0, -9999.0, -9999.0, -9999.0, -9999.0, -9999.0, -9999.0, -9999.0, -9999.0, -9999.0, -9999.0, -9999.0, -9999.0, -9999.0, -9999.0, -9999.0, -9999.0, -9999.0, -9999.0, -9999.0, -9999.0, -9999.0, -9999.0, -9999.0, -9999.0, -9999.0, -9999.0, -9999.0, -9999.0, -9999.0, -9999.0, -9999.0, -9999.0, -9999.0, -9999.0, -9999.0, -9999.0, -9999.0, -9999.0, -9999.0, -9999.0, -9999.0, -9999.0, -9999.0, -9999.0, -9999.0, -9999.0, -9999.0, -9999.0, -9999.0, -9999.0, -9999.0, -9999.0, -9999.0, -9999.0, -9999.0, -9999.0, -9999.0, -9999.0, -9999.0, -9999.0, -9999.0, -9999.0, -9999.0, -9999.0, -9999.0, -9999.0, -9999.0, -9999.0, -9999.0, -9999.0, -9999.0, -9999.0, -9999.0, -9999.0, -9999.0, -9999.0, -9999.0, -9999.0, -9999.0, -9999.0, -9999.0, -9999.0, -9999.0, -9999.0, -9999.0, -9999.0, -9999.0, -9999.0, -9999.0, -9999.0, -9999.0, -9999.0, -9999.0, -9999.0, -9999.0, -9999.0, -9999.0, -9999.0, -9999.0, -9999.0, -9999.0, -9999.0, -9999.0, -9999.0, -9999.0, -9999.0, -9999.0, -9999.0, -9999.0, -9999.0, -9999.0, -9999.0, -9999.0, -9999.0, -9999.0, -9999.0, -9999.0, -9999.0, -9999.0, -9999.0, -9999.0, -9999.0, -9999.0]
floatingse.member2:section_Asy | intermediate | m**2 | [0.698606753390037, 0.18261539511206404, 0.698606753390037, 0.01, 0.01, -9999.0, -9999.0, -9999.0, -9999.0, -9999.0, -9999.0, -9999.0, -9999.0, -9999.0, -9999.0, -9999.0, -9999.0, -9999.0, -9999.0, -9999.0, -9999.0, -9999.0, -9999.0, -9999.0, -9999.0, -9999.0, -9999.0, -9999.0, -9999.0, -9999.0, -9999.0, -9999.0, -9999.0, -9999.0, -9999.0, -9999.0, -9999.0, -9999.0, -9999.0, -9999.0, -9999.0, -9999.0, -9999.0, -9999.0, -9999.0, -9999.0, -9999.0, -9999.0, -9999.0, -9999.0, -9999.0, -9999.0, -9999.0, -9999.0, -9999.0, -9999.0, -9999.0, -9999.0, -9999.0, -9999.0, -9999.0, -9999.0, -9999.0, -9999.0, -9999.0, -9999.0, -9999.0, -9999.0, -9999.0, -9999.0, -9999.0, -9999.0, -9999.0, -9999.0, -9999.0, -9999.0, -9999.0, -9999.0, -9999.0, -9999.0, -9999.0, -9999.0, -9999.0, -9999.0, -9999.0, -9999.0, -9999.0, -9999.0, -9999.0, -9999.0, -9999.0, -9999.0, -9999.0, -9999.0, -9999.0, -9999.0, -9999.0, -9999.0, -9999.0, -9999.0, -9999.0, -9999.0, -9999.0, -9999.0, -9999.0, -9999.0, -9999.0, -9999.0, -9999.0, -9999.0, -9999.0, -9999.0, -9999.0, -9999.0, -9999.0, -9999.0, -9999.0, -9999.0, -9999.0, -9999.0, -9999.0, -9999.0, -9999.0, -9999.0, -9999.0, -9999.0, -9999.0, -9999.0, -9999.0, -9999.0, -9999.0, -9999.0, -9999.0, -9999.0, -9999.0, -9999.0, -9999.0, -9999.0, -9999.0, -9999.0, -9999.0, -9999.0, -9999.0, -9999.0, -9999.0, -9999.0, -9999.0, -9999.0, -9999.0, -9999.0, -9999.0, -9999.0, -9999.0, -9999.0, -9999.0, -9999.0, -9999.0, -9999.0, -9999.0, -9999.0, -9999.0, -9999.0, -9999.0, -9999.0, -9999.0, -9999.0, -9999.0, -9999.0, -9999.0, -9999.0, -9999.0, -9999.0, -9999.0, -9999.0, -9999.0, -9999.0, -9999.0, -9999.0, -9999.0, -9999.0, -9999.0, -9999.0, -9999.0, -9999.0, -9999.0, -9999.0, -9999.0, -9999.0, -9999.0, -9999.0, -9999.0, -9999.0, -9999.0, -9999.0, -9999.0, -9999.0, -9999.0, -9999.0, -9999.0, -9999.0]
floatingse.member2:section_Ixx | intermediate | kg*m**2 | [0.04908738521234052, 0.028981192229365838, 0.04908738521234052, 0.01, 0.01, -9999.0, -9999.0, -9999.0, -9999.0, -9999.0, -9999.0, -9999.0, -9999.0, -9999.0, -9999.0, -9999.0, -9999.0, -9999.0, -9999.0, -9999.0, -9999.0, -9999.0, -9999.0, -9999.0, -9999.0, -9999.0, -9999.0, -9999.0, -9999.0, -9999.0, -9999.0, -9999.0, -9999.0, -9999.0, -9999.0, -9999.0, -9999.0, -9999.0, -9999.0, -9999.0, -9999.0, -9999.0, -9999.0, -9999.0, -9999.0, -9999.0, -9999.0, -9999.0, -9999.0, -9999.0, -9999.0, -9999.0, -9999.0, -9999.0, -9999.0, -9999.0, -9999.0, -9999.0, -9999.0, -9999.0, -9999.0, -9999.0, -9999.0, -9999.0, -9999.0, -9999.0, -9999.0, -9999.0, -9999.0, -9999.0, -9999.0, -9999.0, -9999.0, -9999.0, -9999.0, -9999.0, -9999.0, -9999.0, -9999.0, -9999.0, -9999.0, -9999.0, -9999.0, -9999.0, -9999.0, -9999.0, -9999.0, -9999.0, -9999.0, -9999.0, -9999.0, -9999.0, -9999.0, -9999.0, -9999.0, -9999.0, -9999.0, -9999.0, -9999.0, -9999.0, -9999.0, -9999.0, -9999.0, -9999.0, -9999.0, -9999.0, -9999.0, -9999.0, -9999.0, -9999.0, -9999.0, -9999.0, -9999.0, -9999.0, -9999.0, -9999.0, -9999.0, -9999.0, -9999.0, -9999.0, -9999.0, -9999.0, -9999.0, -9999.0, -9999.0, -9999.0, -9999.0, -9999.0, -9999.0, -9999.0, -9999.0, -9999.0, -9999.0, -9999.0, -9999.0, -9999.0, -9999.0, -9999.0, -9999.0, -9999.0, -9999.0, -9999.0, -9999.0, -9999.0, -9999.0, -9999.0, -9999.0, -9999.0, -9999.0, -9999.0, -9999.0, -9999.0, -9999.0, -9999.0, -9999.0, -9999.0, -9999.0, -9999.0, -9999.0, -9999.0, -9999.0, -9999.0, -9999.0, -9999.0, -9999.0, -9999.0, -9999.0, -9999.0, -9999.0, -9999.0, -9999.0, -9999.0, -9999.0, -9999.0, -9999.0, -9999.0, -9999.0, -9999.0, -9999.0, -9999.0, -9999.0, -9999.0, -9999.0, -9999.0, -9999.0, -9999.0, -9999.0, -9999.0, -9999.0, -9999.0, -9999.0, -9999.0, -9999.0, -9999.0, -9999.0, -9999.0, -9999.0, -9999.0, -9999.0, -9999.0]
floatingse.member2:section_Iyy | intermediate | kg*m**2 | [0.04908738521234052, 0.028981192229365838, 0.04908738521234052, 0.01, 0.01, -9999.0, -9999.0, -9999.0, -9999.0, -9999.0, -9999.0, -9999.0, -9999.0, -9999.0, -9999.0, -9999.0, -9999.0, -9999.0, -9999.0, -9999.0, -9999.0, -9999.0, -9999.0, -9999.0, -9999.0, -9999.0, -9999.0, -9999.0, -9999.0, -9999.0, -9999.0, -9999.0, -9999.0, -9999.0, -9999.0, -9999.0, -9999.0, -9999.0, -9999.0, -9999.0, -9999.0, -9999.0, -9999.0, -9999.0, -9999.0, -9999.0, -9999.0, -9999.0, -9999.0, -9999.0, -9999.0, -9999.0, -9999.0, -9999.0, -9999.0, -9999.0, -9999.0, -9999.0, -9999.0, -9999.0, -9999.0, -9999.0, -9999.0, -9999.0, -9999.0, -9999.0, -9999.0, -9999.0, -9999.0, -9999.0, -9999.0, -9999.0, -9999.0, -9999.0, -9999.0, -9999.0, -9999.0, -9999.0, -9999.0, -9999.0, -9999.0, -9999.0, -9999.0, -9999.0, -9999.0, -9999.0, -9999.0, -9999.0, -9999.0, -9999.0, -9999.0, -9999.0, -9999.0, -9999.0, -9999.0, -9999.0, -9999.0, -9999.0, -9999.0, -9999.0, -9999.0, -9999.0, -9999.0, -9999.0, -9999.0, -9999.0, -9999.0, -9999.0, -9999.0, -9999.0, -9999.0, -9999.0, -9999.0, -9999.0, -9999.0, -9999.0, -9999.0, -9999.0, -9999.0, -9999.0, -9999.0, -9999.0, -9999.0, -9999.0, -9999.0, -9999.0, -9999.0, -9999.0, -9999.0, -9999.0, -9999.0, -9999.0, -9999.0, -9999.0, -9999.0, -9999.0, -9999.0, -9999.0, -9999.0, -9999.0, -9999.0, -9999.0, -9999.0, -9999.0, -9999.0, -9999.0, -9999.0, -9999.0, -9999.0, -9999.0, -9999.0, -9999.0, -9999.0, -9999.0, -9999.0, -9999.0, -9999.0, -9999.0, -9999.0, -9999.0, -9999.0, -9999.0, -9999.0, -9999.0, -9999.0, -9999.0, -9999.0, -9999.0, -9999.0, -9999.0, -9999.0, -9999.0, -9999.0, -9999.0, -9999.0, -9999.0, -9999.0, -9999.0, -9999.0, -9999.0, -9999.0, -9999.0, -9999.0, -9999.0, -9999.0, -9999.0, -9999.0, -9999.0, -9999.0, -9999.0, -9999.0, -9999.0, -9999.0, -9999.0, -9999.0, -9999.0, -9999.0, -9999.0, -9999.0, -9999.0]
floatingse.member2:section_J0 | intermediate | kg*m**2 | [0.09817477042468103, 0.057962384458731676, 0.09817477042468103, 0.01, 0.01, -9999.0, -9999.0, -9999.0, -9999.0, -9999.0, -9999.0, -9999.0, -9999.0, -9999.0, -9999.0, -9999.0, -9999.0, -9999.0, -9999.0, -9999.0, -9999.0, -9999.0, -9999.0, -9999.0, -9999.0, -9999.0, -9999.0, -9999.0, -9999.0, -9999.0, -9999.0, -9999.0, -9999.0, -9999.0, -9999.0, -9999.0, -9999.0, -9999.0, -9999.0, -9999.0, -9999.0, -9999.0, -9999.0, -9999.0, -9999.0, -9999.0, -9999.0, -9999.0, -9999.0, -9999.0, -9999.0, -9999.0, -9999.0, -9999.0, -9999.0, -9999.0, -9999.0, -9999.0, -9999.0, -9999.0, -9999.0, -9999.0, -9999.0, -9999.0, -9999.0, -9999.0, -9999.0, -9999.0, -9999.0, -9999.0, -9999.0, -9999.0, -9999.0, -9999.0, -9999.0, -9999.0, -9999.0, -9999.0, -9999.0, -9999.0, -9999.0, -9999.0, -9999.0, -9999.0, -9999.0, -9999.0, -9999.0, -9999.0, -9999.0, -9999.0, -9999.0, -9999.0, -9999.0, -9999.0, -9999.0, -9999.0, -9999.0, -9999.0, -9999.0, -9999.0, -9999.0, -9999.0, -9999.0, -9999.0, -9999.0, -9999.0, -9999.0, -9999.0, -9999.0, -9999.0, -9999.0, -9999.0, -9999.0, -9999.0, -9999.0, -9999.0, -9999.0, -9999.0, -9999.0, -9999.0, -9999.0, -9999.0, -9999.0, -9999.0, -9999.0, -9999.0, -9999.0, -9999.0, -9999.0, -9999.0, -9999.0, -9999.0, -9999.0, -9999.0, -9999.0, -9999.0, -9999.0, -9999.0, -9999.0, -9999.0, -9999.0, -9999.0, -9999.0, -9999.0, -9999.0, -9999.0, -9999.0, -9999.0, -9999.0, -9999.0, -9999.0, -9999.0, -9999.0, -9999.0, -9999.0, -9999.0, -9999.0, -9999.0, -9999.0, -9999.0, -9999.0, -9999.0, -9999.0, -9999.0, -9999.0, -9999.0, -9999.0, -9999.0, -9999.0, -9999.0, -9999.0, -9999.0, -9999.0, -9999.0, -9999.0, -9999.0, -9999.0, -9999.0, -9999.0, -9999.0, -9999.0, -9999.0, -9999.0, -9999.0, -9999.0, -9999.0, -9999.0, -9999.0, -9999.0, -9999.0, -9999.0, -9999.0, -9999.0, -9999.0, -9999.0, -9999.0, -9999.0, -9999.0, -9999.0, -9999.0]
floatingse.member2:section_rho | intermediate | kg/m**3 | [7800.0, 7800.0, 7800.0, 0.01, 0.01, -9999.0, -9999.0, -9999.0, -9999.0, -9999.0, -9999.0, -9999.0, -9999.0, -9999.0, -9999.0, -9999.0, -9999.0, -9999.0, -9999.0, -9999.0, -9999.0, -9999.0, -9999.0, -9999.0, -9999.0, -9999.0, -9999.0, -9999.0, -9999.0, -9999.0, -9999.0, -9999.0, -9999.0, -9999.0, -9999.0, -9999.0, -9999.0, -9999.0, -9999.0, -9999.0, -9999.0, -9999.0, -9999.0, -9999.0, -9999.0, -9999.0, -9999.0, -9999.0, -9999.0, -9999.0, -9999.0, -9999.0, -9999.0, -9999.0, -9999.0, -9999.0, -9999.0, -9999.0, -9999.0, -9999.0, -9999.0, -9999.0, -9999.0, -9999.0, -9999.0, -9999.0, -9999.0, -9999.0, -9999.0, -9999.0, -9999.0, -9999.0, -9999.0, -9999.0, -9999.0, -9999.0, -9999.0, -9999.0, -9999.0, -9999.0, -9999.0, -9999.0, -9999.0, -9999.0, -9999.0, -9999.0, -9999.0, -9999.0, -9999.0, -9999.0, -9999.0, -9999.0, -9999.0, -9999.0, -9999.0, -9999.0, -9999.0, -9999.0, -9999.0, -9999.0, -9999.0, -9999.0, -9999.0, -9999.0, -9999.0, -9999.0, -9999.0, -9999.0, -9999.0, -9999.0, -9999.0, -9999.0, -9999.0, -9999.0, -9999.0, -9999.0, -9999.0, -9999.0, -9999.0, -9999.0, -9999.0, -9999.0, -9999.0, -9999.0, -9999.0, -9999.0, -9999.0, -9999.0, -9999.0, -9999.0, -9999.0, -9999.0, -9999.0, -9999.0, -9999.0, -9999.0, -9999.0, -9999.0, -9999.0, -9999.0, -9999.0, -9999.0, -9999.0, -9999.0, -9999.0, -9999.0, -9999.0, -9999.0, -9999.0, -9999.0, -9999.0, -9999.0, -9999.0, -9999.0, -9999.0, -9999.0, -9999.0, -9999.0, -9999.0, -9999.0, -9999.0, -9999.0, -9999.0, -9999.0, -9999.0, -9999.0, -9999.0, -9999.0, -9999.0, -9999.0, -9999.0, -9999.0, -9999.0, -9999.0, -9999.0, -9999.0, -9999.0, -9999.0, -9999.0, -9999.0, -9999.0, -9999.0, -9999.0, -9999.0, -9999.0, -9999.0, -9999.0, -9999.0, -9999.0, -9999.0, -9999.0, -9999.0, -9999.0, -9999.0, -9999.0, -9999.0, -9999.0, -9999.0, -9999.0, -9999.0]
floatingse.member2:section_E | intermediate | Pa | [200000000000.0, 200000000000.0, 200000000000.0, 20000000000000.0, 20000000000000.0, -9999.0, -9999.0, -9999.0, -9999.0, -9999.0, -9999.0, -9999.0, -9999.0, -9999.0, -9999.0, -9999.0, -9999.0, -9999.0, -9999.0, -9999.0, -9999.0, -9999.0, -9999.0, -9999.0, -9999.0, -9999.0, -9999.0, -9999.0, -9999.0, -9999.0, -9999.0, -9999.0, -9999.0, -9999.0, -9999.0, -9999.0, -9999.0, -9999.0, -9999.0, -9999.0, -9999.0, -9999.0, -9999.0, -9999.0, -9999.0, -9999.0, -9999.0, -9999.0, -9999.0, -9999.0, -9999.0, -9999.0, -9999.0, -9999.0, -9999.0, -9999.0, -9999.0, -9999.0, -9999.0, -9999.0, -9999.0, -9999.0, -9999.0, -9999.0, -9999.0, -9999.0, -9999.0, -9999.0, -9999.0, -9999.0, -9999.0, -9999.0, -9999.0, -9999.0, -9999.0, -9999.0, -9999.0, -9999.0, -9999.0, -9999.0, -9999.0, -9999.0, -9999.0, -9999.0, -9999.0, -9999.0, -9999.0, -9999.0, -9999.0, -9999.0, -9999.0, -9999.0, -9999.0, -9999.0, -9999.0, -9999.0, -9999.0, -9999.0, -9999.0, -9999.0, -9999.0, -9999.0, -9999.0, -9999.0, -9999.0, -9999.0, -9999.0, -9999.0, -9999.0, -9999.0, -9999.0, -9999.0, -9999.0, -9999.0, -9999.0, -9999.0, -9999.0, -9999.0, -9999.0, -9999.0, -9999.0, -9999.0, -9999.0, -9999.0, -9999.0, -9999.0, -9999.0, -9999.0, -9999.0, -9999.0, -9999.0, -9999.0, -9999.0, -9999.0, -9999.0, -9999.0, -9999.0, -9999.0, -9999.0, -9999.0, -9999.0, -9999.0, -9999.0, -9999.0, -9999.0, -9999.0, -9999.0, -9999.0, -9999.0, -9999.0, -9999.0, -9999.0, -9999.0, -9999.0, -9999.0, -9999.0, -9999.0, -9999.0, -9999.0, -9999.0, -9999.0, -9999.0, -9999.0, -9999.0, -9999.0, -9999.0, -9999.0, -9999.0, -9999.0, -9999.0, -9999.0, -9999.0, -9999.0, -9999.0, -9999.0, -9999.0, -9999.0, -9999.0, -9999.0, -9999.0, -9999.0, -9999.0, -9999.0, -9999.0, -9999.0, -9999.0, -9999.0, -9999.0, -9999.0, -9999.0, -9999.0, -9999.0, -9999.0, -9999.0, -9999.0, -9999.0, -9999.0, -9999.0, -9999.0, -9999.0]
floatingse.member2:section_G | intermediate | Pa | [79300000000.0, 79300000000.0, 79300000000.0, 7930000000000.0, 7930000000000.0, -9999.0, -9999.0, -9999.0, -9999.0, -9999.0, -9999.0, -9999.0, -9999.0, -9999.0, -9999.0, -9999.0, -9999.0, -9999.0, -9999.0, -9999.0, -9999.0, -9999.0, -9999.0, -9999.0, -9999.0, -9999.0, -9999.0, -9999.0, -9999.0, -9999.0, -9999.0, -9999.0, -9999.0, -9999.0, -9999.0, -9999.0, -9999.0, -9999.0, -9999.0, -9999.0, -9999.0, -9999.0, -9999.0, -9999.0, -9999.0, -9999.0, -9999.0, -9999.0, -9999.0, -9999.0, -9999.0, -9999.0, -9999.0, -9999.0, -9999.0, -9999.0, -9999.0, -9999.0, -9999.0, -9999.0, -9999.0, -9999.0, -9999.0, -9999.0, -9999.0, -9999.0, -9999.0, -9999.0, -9999.0, -9999.0, -9999.0, -9999.0, -9999.0, -9999.0, -9999.0, -9999.0, -9999.0, -9999.0, -9999.0, -9999.0, -9999.0, -9999.0, -9999.0, -9999.0, -9999.0, -9999.0, -9999.0, -9999.0, -9999.0, -9999.0, -9999.0, -9999.0, -9999.0, -9999.0, -9999.0, -9999.0, -9999.0, -9999.0, -9999.0, -9999.0, -9999.0, -9999.0, -9999.0, -9999.0, -9999.0, -9999.0, -9999.0, -9999.0, -9999.0, -9999.0, -9999.0, -9999.0, -9999.0, -9999.0, -9999.0, -9999.0, -9999.0, -9999.0, -9999.0, -9999.0, -9999.0, -9999.0, -9999.0, -9999.0, -9999.0, -9999.0, -9999.0, -9999.0, -9999.0, -9999.0, -9999.0, -9999.0, -9999.0, -9999.0, -9999.0, -9999.0, -9999.0, -9999.0, -9999.0, -9999.0, -9999.0, -9999.0, -9999.0, -9999.0, -9999.0, -9999.0, -9999.0, -9999.0, -9999.0, -9999.0, -9999.0, -9999.0, -9999.0, -9999.0, -9999.0, -9999.0, -9999.0, -9999.0, -9999.0, -9999.0, -9999.0, -9999.0, -9999.0, -9999.0, -9999.0, -9999.0, -9999.0, -9999.0, -9999.0, -9999.0, -9999.0, -9999.0, -9999.0, -9999.0, -9999.0, -9999.0, -9999.0, -9999.0, -9999.0, -9999.0, -9999.0, -9999.0, -9999.0, -9999.0, -9999.0, -9999.0, -9999.0, -9999.0, -9999.0, -9999.0, -9999.0, -9999.0, -9999.0, -9999.0, -9999.0, -9999.0, -9999.0, -9999.0, -9999.0, -9999.0]
floatingse.member2:section_TorsC | intermediate | m**3 | [0.0, 0.11592476891746335, 0.0, 0.11592476891746335, 0.11592476891746335, -9999.0, -9999.0, -9999.0, -9999.0, -9999.0, -9999.0, -9999.0, -9999.0, -9999.0, -9999.0, -9999.0, -9999.0, -9999.0, -9999.0, -9999.0, -9999.0, -9999.0, -9999.0, -9999.0, -9999.0, -9999.0, -9999.0, -9999.0, -9999.0, -9999.0, -9999.0, -9999.0, -9999.0, -9999.0, -9999.0, -9999.0, -9999.0, -9999.0, -9999.0, -9999.0, -9999.0, -9999.0, -9999.0, -9999.0, -9999.0, -9999.0, -9999.0, -9999.0, -9999.0, -9999.0, -9999.0, -9999.0, -9999.0, -9999.0, -9999.0, -9999.0, -9999.0, -9999.0, -9999.0, -9999.0, -9999.0, -9999.0, -9999.0, -9999.0, -9999.0, -9999.0, -9999.0, -9999.0, -9999.0, -9999.0, -9999.0, -9999.0, -9999.0, -9999.0, -9999.0, -9999.0, -9999.0, -9999.0, -9999.0, -9999.0, -9999.0, -9999.0, -9999.0, -9999.0, -9999.0, -9999.0, -9999.0, -9999.0, -9999.0, -9999.0, -9999.0, -9999.0, -9999.0, -9999.0, -9999.0, -9999.0, -9999.0, -9999.0, -9999.0, -9999.0, -9999.0, -9999.0, -9999.0, -9999.0, -9999.0, -9999.0, -9999.0, -9999.0, -9999.0, -9999.0, -9999.0, -9999.0, -9999.0, -9999.0, -9999.0, -9999.0, -9999.0, -9999.0, -9999.0, -9999.0, -9999.0, -9999.0, -9999.0, -9999.0, -9999.0, -9999.0, -9999.0, -9999.0, -9999.0, -9999.0, -9999.0, -9999.0, -9999.0, -9999.0, -9999.0, -9999.0, -9999.0, -9999.0, -9999.0, -9999.0, -9999.0, -9999.0, -9999.0, -9999.0, -9999.0, -9999.0, -9999.0, -9999.0, -9999.0, -9999.0, -9999.0, -9999.0, -9999.0, -9999.0, -9999.0, -9999.0, -9999.0, -9999.0, -9999.0, -9999.0, -9999.0, -9999.0, -9999.0, -9999.0, -9999.0, -9999.0, -9999.0, -9999.0, -9999.0, -9999.0, -9999.0, -9999.0, -9999.0, -9999.0, -9999.0, -9999.0, -9999.0, -9999.0, -9999.0, -9999.0, -9999.0, -9999.0, -9999.0, -9999.0, -9999.0, -9999.0, -9999.0, -9999.0, -9999.0, -9999.0, -9999.0, -9999.0, -9999.0, -9999.0, -9999.0, -9999.0, -9999.0, -9999.0, -9999.0, -9999.0]
floatingse.member2:section_sigma_y | intermediate | Pa | [345000000.0, 345000000.0, 345000000.0, 34500000000.0, 34500000000.0, -9999.0, -9999.0, -9999.0, -9999.0, -9999.0, -9999.0, -9999.0, -9999.0, -9999.0, -9999.0, -9999.0, -9999.0, -9999.0, -9999.0, -9999.0, -9999.0, -9999.0, -9999.0, -9999.0, -9999.0, -9999.0, -9999.0, -9999.0, -9999.0, -9999.0, -9999.0, -9999.0, -9999.0, -9999.0, -9999.0, -9999.0, -9999.0, -9999.0, -9999.0, -9999.0, -9999.0, -9999.0, -9999.0, -9999.0, -9999.0, -9999.0, -9999.0, -9999.0, -9999.0, -9999.0, -9999.0, -9999.0, -9999.0, -9999.0, -9999.0, -9999.0, -9999.0, -9999.0, -9999.0, -9999.0, -9999.0, -9999.0, -9999.0, -9999.0, -9999.0, -9999.0, -9999.0, -9999.0, -9999.0, -9999.0, -9999.0, -9999.0, -9999.0, -9999.0, -9999.0, -9999.0, -9999.0, -9999.0, -9999.0, -9999.0, -9999.0, -9999.0, -9999.0, -9999.0, -9999.0, -9999.0, -9999.0, -9999.0, -9999.0, -9999.0, -9999.0, -9999.0, -9999.0, -9999.0, -9999.0, -9999.0, -9999.0, -9999.0, -9999.0, -9999.0, -9999.0, -9999.0, -9999.0, -9999.0, -9999.0, -9999.0, -9999.0, -9999.0, -9999.0, -9999.0, -9999.0, -9999.0, -9999.0, -9999.0, -9999.0, -9999.0, -9999.0, -9999.0, -9999.0, -9999.0, -9999.0, -9999.0, -9999.0, -9999.0, -9999.0, -9999.0, -9999.0, -9999.0, -9999.0, -9999.0, -9999.0, -9999.0, -9999.0, -9999.0, -9999.0, -9999.0, -9999.0, -9999.0, -9999.0, -9999.0, -9999.0, -9999.0, -9999.0, -9999.0, -9999.0, -9999.0, -9999.0, -9999.0, -9999.0, -9999.0, -9999.0, -9999.0, -9999.0, -9999.0, -9999.0, -9999.0, -9999.0, -9999.0, -9999.0, -9999.0, -9999.0, -9999.0, -9999.0, -9999.0, -9999.0, -9999.0, -9999.0, -9999.0, -9999.0, -9999.0, -9999.0, -9999.0, -9999.0, -9999.0, -9999.0, -9999.0, -9999.0, -9999.0, -9999.0, -9999.0, -9999.0, -9999.0, -9999.0, -9999.0, -9999.0, -9999.0, -9999.0, -9999.0, -9999.0, -9999.0, -9999.0, -9999.0, -9999.0, -9999.0, -9999.0, -9999.0, -9999.0, -9999.0, -9999.0, -9999.0]
floatingse.member2:idx_cb | intermediate |  | 0
floatingse.member2:buoyancy_force | intermediate | N | 3947.2105
floatingse.member2:displacement | intermediate | m**3 | 0.3927
floatingse.member2:center_of_buoyancy | intermediate | m | [-2.4749999921782533, 4.286825735185311, -69.99997115384434]
floatingse.member2:center_of_mass | intermediate | m | [-2.4749999921782533, 4.286825735185311, -69.99997115384434]
floatingse.member2:ballast_mass | intermediate | kg | 0
floatingse.member2:total_mass | intermediate | kg | 1259.5274
floatingse.member2:total_cost | intermediate | USD | 9894.7586
floatingse.member2:I_total | intermediate | kg*m**2 | [152.0744612171743, 152.0744612171743, 238.5995794602733, 0.0, 0.0, 0.0]
floatingse.member2:Awater | intermediate | m**2 | 0
floatingse.member2:added_mass | intermediate | kg | [402.51658660772284, 402.51658660772284, 170.83333333333331, 8.386186894808159, 8.386186894808159, 0.0]
floatingse.member2:waterline_centroid | intermediate | m | [0.0, 0.0]
floatingse.member2:variable_ballast_capacity | intermediate | m**3 | 0
floatingse.member3:nodes_r | intermediate | m | [0.5, 0.5, 0.5, 0.5, 0.5, 0.5, -9999.0, -9999.0, -9999.0, -9999.0, -9999.0, -9999.0, -9999.0, -9999.0, -9999.0, -9999.0, -9999.0, -9999.0, -9999.0, -9999.0, -9999.0, -9999.0, -9999.0, -9999.0, -9999.0, -9999.0, -9999.0, -9999.0, -9999.0, -9999.0, -9999.0, -9999.0, -9999.0, -9999.0, -9999.0, -9999.0, -9999.0, -9999.0, -9999.0, -9999.0, -9999.0, -9999.0, -9999.0, -9999.0, -9999.0, -9999.0, -9999.0, -9999.0, -9999.0, -9999.0, -9999.0, -9999.0, -9999.0, -9999.0, -9999.0, -9999.0, -9999.0, -9999.0, -9999.0, -9999.0, -9999.0, -9999.0, -9999.0, -9999.0, -9999.0, -9999.0, -9999.0, -9999.0, -9999.0, -9999.0, -9999.0, -9999.0, -9999.0, -9999.0, -9999.0, -9999.0, -9999.0, -9999.0, -9999.0, -9999.0, -9999.0, -9999.0, -9999.0, -9999.0, -9999.0, -9999.0, -9999.0, -9999.0, -9999.0, -9999.0, -9999.0, -9999.0, -9999.0, -9999.0, -9999.0, -9999.0, -9999.0, -9999.0, -9999.0, -9999.0, -9999.0, -9999.0, -9999.0, -9999.0, -9999.0, -9999.0, -9999.0, -9999.0, -9999.0, -9999.0, -9999.0, -9999.0, -9999.0, -9999.0, -9999.0, -9999.0, -9999.0, -9999.0, -9999.0, -9999.0, -9999.0, -9999.0, -9999.0, -9999.0, -9999.0, -9999.0, -9999.0, -9999.0, -9999.0, -9999.0, -9999.0, -9999.0, -9999.0, -9999.0, -9999.0, -9999.0, -9999.0, -9999.0, -9999.0, -9999.0, -9999.0, -9999.0, -9999.0, -9999.0, -9999.0, -9999.0, -9999.0, -9999.0, -9999.0, -9999.0, -9999.0, -9999.0, -9999.0, -9999.0, -9999.0, -9999.0, -9999.0, -9999.0, -9999.0, -9999.0, -9999.0, -9999.0, -9999.0, -9999.0, -9999.0, -9999.0, -9999.0, -9999.0, -9999.0, -9999.0, -9999.0, -9999.0, -9999.0, -9999.0, -9999.0, -9999.0, -9999.0, -9999.0, -9999.0, -9999.0, -9999.0, -9999.0, -9999.0, -9999.0, -9999.0, -9999.0, -9999.0, -9999.0, -9999.0, -9999.0, -9999.0, -9999.0, -9999.0, -9999.0, -9999.0, -9999.0, -9999.0, -9999.0, -9999.0, -9999.0]
floatingse.member3:section_D | intermediate | m | [1.0, 1.0, 1.0, 0.01, 0.01, -9999.0, -9999.0, -9999.0, -9999.0, -9999.0, -9999.0, -9999.0, -9999.0, -9999.0, -9999.0, -9999.0, -9999.0, -9999.0, -9999.0, -9999.0, -9999.0, -9999.0, -9999.0, -9999.0, -9999.0, -9999.0, -9999.0, -9999.0, -9999.0, -9999.0, -9999.0, -9999.0, -9999.0, -9999.0, -9999.0, -9999.0, -9999.0, -9999.0, -9999.0, -9999.0, -9999.0, -9999.0, -9999.0, -9999.0, -9999.0, -9999.0, -9999.0, -9999.0, -9999.0, -9999.0, -9999.0, -9999.0, -9999.0, -9999.0, -9999.0, -9999.0, -9999.0, -9999.0, -9999.0, -9999.0, -9999.0, -9999.0, -9999.0, -9999.0, -9999.0, -9999.0, -9999.0, -9999.0, -9999.0, -9999.0, -9999.0, -9999.0, -9999.0, -9999.0, -9999.0, -9999.0, -9999.0, -9999.0, -9999.0, -9999.0, -9999.0, -9999.0, -9999.0, -9999.0, -9999.0, -9999.0, -9999.0, -9999.0, -9999.0, -9999.0, -9999.0, -9999.0, -9999.0, -9999.0, -9999.0, -9999.0, -9999.0, -9999.0, -9999.0, -9999.0, -9999.0, -9999.0, -9999.0, -9999.0, -9999.0, -9999.0, -9999.0, -9999.0, -9999.0, -9999.0, -9999.0, -9999.0, -9999.0, -9999.0, -9999.0, -9999.0, -9999.0, -9999.0, -9999.0, -9999.0, -9999.0, -9999.0, -9999.0, -9999.0, -9999.0, -9999.0, -9999.0, -9999.0, -9999.0, -9999.0, -9999.0, -9999.0, -9999.0, -9999.0, -9999.0, -9999.0, -9999.0, -9999.0, -9999.0, -9999.0, -9999.0, -9999.0, -9999.0, -9999.0, -9999.0, -9999.0, -9999.0, -9999.0, -9999.0, -9999.0, -9999.0, -9999.0, -9999.0, -9999.0, -9999.0, -9999.0, -9999.0, -9999.0, -9999.0, -9999.0, -9999.0, -9999.0, -9999.0, -9999.0, -9999.0, -9999.0, -9999.0, -9999.0, -9999.0, -9999.0, -9999.0, -9999.0, -9999.0, -9999.0, -9999.0, -9999.0, -9999.0, -9999.0, -9999.0, -9999.0, -9999.0, -9999.0, -9999.0, -9999.0, -9999.0, -9999.0, -9999.0, -9999.0, -9999.0, -9999.0, -9999.0, -9999.0, -9999.0, -9999.0, -9999.0, -9999.0, -9999.0, -9999.0, -9999.0, -9999.0]
floatingse.member3:Iwaterx | intermediate | m**4 | 0
floatingse.member3:Iwatery | intermediate | m**4 | 0
floatingse.member3:section_t | intermediate | m | [0.5, 0.1, 0.5, 0.01, 0.01, -9999.0, -9999.0, -9999.0, -9999.0, -9999.0, -9999.0, -9999.0, -9999.0, -9999.0, -9999.0, -9999.0, -9999.0, -9999.0, -9999.0, -9999.0, -9999.0, -9999.0, -9999.0, -9999.0, -9999.0, -9999.0, -9999.0, -9999.0, -9999.0, -9999.0, -9999.0, -9999.0, -9999.0, -9999.0, -9999.0, -9999.0, -9999.0, -9999.0, -9999.0, -9999.0, -9999.0, -9999.0, -9999.0, -9999.0, -9999.0, -9999.0, -9999.0, -9999.0, -9999.0, -9999.0, -9999.0, -9999.0, -9999.0, -9999.0, -9999.0, -9999.0, -9999.0, -9999.0, -9999.0, -9999.0, -9999.0, -9999.0, -9999.0, -9999.0, -9999.0, -9999.0, -9999.0, -9999.0, -9999.0, -9999.0, -9999.0, -9999.0, -9999.0, -9999.0, -9999.0, -9999.0, -9999.0, -9999.0, -9999.0, -9999.0, -9999.0, -9999.0, -9999.0, -9999.0, -9999.0, -9999.0, -9999.0, -9999.0, -9999.0, -9999.0, -9999.0, -9999.0, -9999.0, -9999.0, -9999.0, -9999.0, -9999.0, -9999.0, -9999.0, -9999.0, -9999.0, -9999.0, -9999.0, -9999.0, -9999.0, -9999.0, -9999.0, -9999.0, -9999.0, -9999.0, -9999.0, -9999.0, -9999.0, -9999.0, -9999.0, -9999.0, -9999.0, -9999.0, -9999.0, -9999.0, -9999.0, -9999.0, -9999.0, -9999.0, -9999.0, -9999.0, -9999.0, -9999.0, -9999.0, -9999.0, -9999.0, -9999.0, -9999.0, -9999.0, -9999.0, -9999.0, -9999.0, -9999.0, -9999.0, -9999.0, -9999.0, -9999.0, -9999.0, -9999.0, -9999.0, -9999.0, -9999.0, -9999.0, -9999.0, -9999.0, -9999.0, -9999.0, -9999.0, -9999.0, -9999.0, -9999.0, -9999.0, -9999.0, -9999.0, -9999.0, -9999.0, -9999.0, -9999.0, -9999.0, -9999.0, -9999.0, -9999.0, -9999.0, -9999.0, -9999.0, -9999.0, -9999.0, -9999.0, -9999.0, -9999.0, -9999.0, -9999.0, -9999.0, -9999.0, -9999.0, -9999.0, -9999.0, -9999.0, -9999.0, -9999.0, -9999.0, -9999.0, -9999.0, -9999.0, -9999.0, -9999.0, -9999.0, -9999.0, -9999.0, -9999.0, -9999.0, -9999.0, -9999.0, -9999.0, -9999.0]
floatingse.member3:section_A | intermediate | m**2 | [0.7853981633974483, 0.2827433388230813, 0.7853981633974483, 0.01, 0.01, -9999.0, -9999.0, -9999.0, -9999.0, -9999.0, -9999.0, -9999.0, -9999.0, -9999.0, -9999.0, -9999.0, -9999.0, -9999.0, -9999.0, -9999.0, -9999.0, -9999.0, -9999.0, -9999.0, -9999.0, -9999.0, -9999.0, -9999.0, -9999.0, -9999.0, -9999.0, -9999.0, -9999.0, -9999.0, -9999.0, -9999.0, -9999.0, -9999.0, -9999.0, -9999.0, -9999.0, -9999.0, -9999.0, -9999.0, -9999.0, -9999.0, -9999.0, -9999.0, -9999.0, -9999.0, -9999.0, -9999.0, -9999.0, -9999.0, -9999.0, -9999.0, -9999.0, -9999.0, -9999.0, -9999.0, -9999.0, -9999.0, -9999.0, -9999.0, -9999.0, -9999.0, -9999.0, -9999.0, -9999.0, -9999.0, -9999.0, -9999.0, -9999.0, -9999.0, -9999.0, -9999.0, -9999.0, -9999.0, -9999.0, -9999.0, -9999.0, -9999.0, -9999.0, -9999.0, -9999.0, -9999.0, -9999.0, -9999.0, -9999.0, -9999.0, -9999.0, -9999.0, -9999.0, -9999.0, -9999.0, -9999.0, -9999.0, -9999.0, -9999.0, -9999.0, -9999.0, -9999.0, -9999.0, -9999.0, -9999.0, -9999.0, -9999.0, -9999.0, -9999.0, -9999.0, -9999.0, -9999.0, -9999.0, -9999.0, -9999.0, -9999.0, -9999.0, -9999.0, -9999.0, -9999.0, -9999.0, -9999.0, -9999.0, -9999.0, -9999.0, -9999.0, -9999.0, -9999.0, -9999.0, -9999.0, -9999.0, -9999.0, -9999.0, -9999.0, -9999.0, -9999.0, -9999.0, -9999.0, -9999.0, -9999.0, -9999.0, -9999.0, -9999.0, -9999.0, -9999.0, -9999.0, -9999.0, -9999.0, -9999.0, -9999.0, -9999.0, -9999.0, -9999.0, -9999.0, -9999.0, -9999.0, -9999.0, -9999.0, -9999.0, -9999.0, -9999.0, -9999.0, -9999.0, -9999.0, -9999.0, -9999.0, -9999.0, -9999.0, -9999.0, -9999.0, -9999.0, -9999.0, -9999.0, -9999.0, -9999.0, -9999.0, -9999.0, -9999.0, -9999.0, -9999.0, -9999.0, -9999.0, -9999.0, -9999.0, -9999.0, -9999.0, -9999.0, -9999.0, -9999.0, -9999.0, -9999.0, -9999.0, -9999.0, -9999.0, -9999.0, -9999.0, -9999.0, -9999.0, -9999.0, -9999.0]
floatingse.member3:section_Asx | intermediate | m**2 | [0.698606753390037, 0.18261539511206404, 0.698606753390037, 0.01, 0.01, -9999.0, -9999.0, -9999.0, -9999.0, -9999.0, -9999.0, -9999.0, -9999.0, -9999.0, -9999.0, -9999.0, -9999.0, -9999.0, -9999.0, -9999.0, -9999.0, -9999.0, -9999.0, -9999.0, -9999.0, -9999.0, -9999.0, -9999.0, -9999.0, -9999.0, -9999.0, -9999.0, -9999.0, -9999.0, -9999.0, -9999.0, -9999.0, -9999.0, -9999.0, -9999.0, -9999.0, -9999.0, -9999.0, -9999.0, -9999.0, -9999.0, -9999.0, -9999.0, -9999.0, -9999.0, -9999.0, -9999.0, -9999.0, -9999.0, -9999.0, -9999.0, -9999.0, -9999.0, -9999.0, -9999.0, -9999.0, -9999.0, -9999.0, -9999.0, -9999.0, -9999.0, -9999.0, -9999.0, -9999.0, -9999.0, -9999.0, -9999.0, -9999.0, -9999.0, -9999.0, -9999.0, -9999.0, -9999.0, -9999.0, -9999.0, -9999.0, -9999.0, -9999.0, -9999.0, -9999.0, -9999.0, -9999.0, -9999.0, -9999.0, -9999.0, -9999.0, -9999.0, -9999.0, -9999.0, -9999.0, -9999.0, -9999.0, -9999.0, -9999.0, -9999.0, -9999.0, -9999.0, -9999.0, -9999.0, -9999.0, -9999.0, -9999.0, -9999.0, -9999.0, -9999.0, -9999.0, -9999.0, -9999.0, -9999.0, -9999.0, -9999.0, -9999.0, -9999.0, -9999.0, -9999.0, -9999.0, -9999.0, -9999.0, -9999.0, -9999.0, -9999.0, -9999.0, -9999.0, -9999.0, -9999.0, -9999.0, -9999.0, -9999.0, -9999.0, -9999.0, -9999.0, -9999.0, -9999.0, -9999.0, -9999.0, -9999.0, -9999.0, -9999.0, -9999.0, -9999.0, -9999.0, -9999.0, -9999.0, -9999.0, -9999.0, -9999.0, -9999.0, -9999.0, -9999.0, -9999.0, -9999.0, -9999.0, -9999.0, -9999.0, -9999.0, -9999.0, -9999.0, -9999.0, -9999.0, -9999.0, -9999.0, -9999.0, -9999.0, -9999.0, -9999.0, -9999.0, -9999.0, -9999.0, -9999.0, -9999.0, -9999.0, -9999.0, -9999.0, -9999.0, -9999.0, -9999.0, -9999.0, -9999.0, -9999.0, -9999.0, -9999.0, -9999.0, -9999.0, -9999.0, -9999.0, -9999.0, -9999.0, -9999.0, -9999.0, -9999.0, -9999.0, -9999.0, -9999.0, -9999.0, -9999.0]
floatingse.member3:section_Asy | intermediate | m**2 | [0.698606753390037, 0.18261539511206404, 0.698606753390037, 0.01, 0.01, -9999.0, -9999.0, -9999.0, -9999.0, -9999.0, -9999.0, -9999.0, -9999.0, -9999.0, -9999.0, -9999.0, -9999.0, -9999.0, -9999.0, -9999.0, -9999.0, -9999.0, -9999.0, -9999.0, -9999.0, -9999.0, -9999.0, -9999.0, -9999.0, -9999.0, -9999.0, -9999.0, -9999.0, -9999.0, -9999.0, -9999.0, -9999.0, -9999.0, -9999.0, -9999.0, -9999.0, -9999.0, -9999.0, -9999.0, -9999.0, -9999.0, -9999.0, -9999.0, -9999.0, -9999.0, -9999.0, -9999.0, -9999.0, -9999.0, -9999.0, -9999.0, -9999.0, -9999.0, -9999.0, -9999.0, -9999.0, -9999.0, -9999.0, -9999.0, -9999.0, -9999.0, -9999.0, -9999.0, -9999.0, -9999.0, -9999.0, -9999.0, -9999.0, -9999.0, -9999.0, -9999.0, -9999.0, -9999.0, -9999.0, -9999.0, -9999.0, -9999.0, -9999.0, -9999.0, -9999.0, -9999.0, -9999.0, -9999.0, -9999.0, -9999.0, -9999.0, -9999.0, -9999.0, -9999.0, -9999.0, -9999.0, -9999.0, -9999.0, -9999.0, -9999.0, -9999.0, -9999.0, -9999.0, -9999.0, -9999.0, -9999.0, -9999.0, -9999.0, -9999.0, -9999.0, -9999.0, -9999.0, -9999.0, -9999.0, -9999.0, -9999.0, -9999.0, -9999.0, -9999.0, -9999.0, -9999.0, -9999.0, -9999.0, -9999.0, -9999.0, -9999.0, -9999.0, -9999.0, -9999.0, -9999.0, -9999.0, -9999.0, -9999.0, -9999.0, -9999.0, -9999.0, -9999.0, -9999.0, -9999.0, -9999.0, -9999.0, -9999.0, -9999.0, -9999.0, -9999.0, -9999.0, -9999.0, -9999.0, -9999.0, -9999.0, -9999.0, -9999.0, -9999.0, -9999.0, -9999.0, -9999.0, -9999.0, -9999.0, -9999.0, -9999.0, -9999.0, -9999.0, -9999.0, -9999.0, -9999.0, -9999.0, -9999.0, -9999.0, -9999.0, -9999.0, -9999.0, -9999.0, -9999.0, -9999.0, -9999.0, -9999.0, -9999.0, -9999.0, -9999.0, -9999.0, -9999.0, -9999.0, -9999.0, -9999.0, -9999.0, -9999.0, -9999.0, -9999.0, -9999.0, -9999.0, -9999.0, -9999.0, -9999.0, -9999.0, -9999.0, -9999.0, -9999.0, -9999.0, -9999.0, -9999.0]
floatingse.member3:section_Ixx | intermediate | kg*m**2 | [0.04908738521234052, 0.028981192229365838, 0.04908738521234052, 0.01, 0.01, -9999.0, -9999.0, -9999.0, -9999.0, -9999.0, -9999.0, -9999.0, -9999.0, -9999.0, -9999.0, -9999.0, -9999.0, -9999.0, -9999.0, -9999.0, -9999.0, -9999.0, -9999.0, -9999.0, -9999.0, -9999.0, -9999.0, -9999.0, -9999.0, -9999.0, -9999.0, -9999.0, -9999.0, -9999.0, -9999.0, -9999.0, -9999.0, -9999.0, -9999.0, -9999.0, -9999.0, -9999.0, -9999.0, -9999.0, -9999.0, -9999.0, -9999.0, -9999.0, -9999.0, -9999.0, -9999.0, -9999.0, -9999.0, -9999.0, -9999.0, -9999.0, -9999.0, -9999.0, -9999.0, -9999.0, -9999.0, -9999.0, -9999.0, -9999.0, -9999.0, -9999.0, -9999.0, -9999.0, -9999.0, -9999.0, -9999.0, -9999.0, -9999.0, -9999.0, -9999.0, -9999.0, -9999.0, -9999.0, -9999.0, -9999.0, -9999.0, -9999.0, -9999.0, -9999.0, -9999.0, -9999.0, -9999.0, -9999.0, -9999.0, -9999.0, -9999.0, -9999.0, -9999.0, -9999.0, -9999.0, -9999.0, -9999.0, -9999.0, -9999.0, -9999.0, -9999.0, -9999.0, -9999.0, -9999.0, -9999.0, -9999.0, -9999.0, -9999.0, -9999.0, -9999.0, -9999.0, -9999.0, -9999.0, -9999.0, -9999.0, -9999.0, -9999.0, -9999.0, -9999.0, -9999.0, -9999.0, -9999.0, -9999.0, -9999.0, -9999.0, -9999.0, -9999.0, -9999.0, -9999.0, -9999.0, -9999.0, -9999.0, -9999.0, -9999.0, -9999.0, -9999.0, -9999.0, -9999.0, -9999.0, -9999.0, -9999.0, -9999.0, -9999.0, -9999.0, -9999.0, -9999.0, -9999.0, -9999.0, -9999.0, -9999.0, -9999.0, -9999.0, -9999.0, -9999.0, -9999.0, -9999.0, -9999.0, -9999.0, -9999.0, -9999.0, -9999.0, -9999.0, -9999.0, -9999.0, -9999.0, -9999.0, -9999.0, -9999.0, -9999.0, -9999.0, -9999.0, -9999.0, -9999.0, -9999.0, -9999.0, -9999.0, -9999.0, -9999.0, -9999.0, -9999.0, -9999.0, -9999.0, -9999.0, -9999.0, -9999.0, -9999.0, -9999.0, -9999.0, -9999.0, -9999.0, -9999.0, -9999.0, -9999.0, -9999.0, -9999.0, -9999.0, -9999.0, -9999.0, -9999.0, -9999.0]
floatingse.member3:section_Iyy | intermediate | kg*m**2 | [0.04908738521234052, 0.028981192229365838, 0.04908738521234052, 0.01, 0.01, -9999.0, -9999.0, -9999.0, -9999.0, -9999.0, -9999.0, -9999.0, -9999.0, -9999.0, -9999.0, -9999.0, -9999.0, -9999.0, -9999.0, -9999.0, -9999.0, -9999.0, -9999.0, -9999.0, -9999.0, -9999.0, -9999.0, -9999.0, -9999.0, -9999.0, -9999.0, -9999.0, -9999.0, -9999.0, -9999.0, -9999.0, -9999.0, -9999.0, -9999.0, -9999.0, -9999.0, -9999.0, -9999.0, -9999.0, -9999.0, -9999.0, -9999.0, -9999.0, -9999.0, -9999.0, -9999.0, -9999.0, -9999.0, -9999.0, -9999.0, -9999.0, -9999.0, -9999.0, -9999.0, -9999.0, -9999.0, -9999.0, -9999.0, -9999.0, -9999.0, -9999.0, -9999.0, -9999.0, -9999.0, -9999.0, -9999.0, -9999.0, -9999.0, -9999.0, -9999.0, -9999.0, -9999.0, -9999.0, -9999.0, -9999.0, -9999.0, -9999.0, -9999.0, -9999.0, -9999.0, -9999.0, -9999.0, -9999.0, -9999.0, -9999.0, -9999.0, -9999.0, -9999.0, -9999.0, -9999.0, -9999.0, -9999.0, -9999.0, -9999.0, -9999.0, -9999.0, -9999.0, -9999.0, -9999.0, -9999.0, -9999.0, -9999.0, -9999.0, -9999.0, -9999.0, -9999.0, -9999.0, -9999.0, -9999.0, -9999.0, -9999.0, -9999.0, -9999.0, -9999.0, -9999.0, -9999.0, -9999.0, -9999.0, -9999.0, -9999.0, -9999.0, -9999.0, -9999.0, -9999.0, -9999.0, -9999.0, -9999.0, -9999.0, -9999.0, -9999.0, -9999.0, -9999.0, -9999.0, -9999.0, -9999.0, -9999.0, -9999.0, -9999.0, -9999.0, -9999.0, -9999.0, -9999.0, -9999.0, -9999.0, -9999.0, -9999.0, -9999.0, -9999.0, -9999.0, -9999.0, -9999.0, -9999.0, -9999.0, -9999.0, -9999.0, -9999.0, -9999.0, -9999.0, -9999.0, -9999.0, -9999.0, -9999.0, -9999.0, -9999.0, -9999.0, -9999.0, -9999.0, -9999.0, -9999.0, -9999.0, -9999.0, -9999.0, -9999.0, -9999.0, -9999.0, -9999.0, -9999.0, -9999.0, -9999.0, -9999.0, -9999.0, -9999.0, -9999.0, -9999.0, -9999.0, -9999.0, -9999.0, -9999.0, -9999.0, -9999.0, -9999.0, -9999.0, -9999.0, -9999.0, -9999.0]
floatingse.member3:section_J0 | intermediate | kg*m**2 | [0.09817477042468103, 0.057962384458731676, 0.09817477042468103, 0.01, 0.01, -9999.0, -9999.0, -9999.0, -9999.0, -9999.0, -9999.0, -9999.0, -9999.0, -9999.0, -9999.0, -9999.0, -9999.0, -9999.0, -9999.0, -9999.0, -9999.0, -9999.0, -9999.0, -9999.0, -9999.0, -9999.0, -9999.0, -9999.0, -9999.0, -9999.0, -9999.0, -9999.0, -9999.0, -9999.0, -9999.0, -9999.0, -9999.0, -9999.0, -9999.0, -9999.0, -9999.0, -9999.0, -9999.0, -9999.0, -9999.0, -9999.0, -9999.0, -9999.0, -9999.0, -9999.0, -9999.0, -9999.0, -9999.0, -9999.0, -9999.0, -9999.0, -9999.0, -9999.0, -9999.0, -9999.0, -9999.0, -9999.0, -9999.0, -9999.0, -9999.0, -9999.0, -9999.0, -9999.0, -9999.0, -9999.0, -9999.0, -9999.0, -9999.0, -9999.0, -9999.0, -9999.0, -9999.0, -9999.0, -9999.0, -9999.0, -9999.0, -9999.0, -9999.0, -9999.0, -9999.0, -9999.0, -9999.0, -9999.0, -9999.0, -9999.0, -9999.0, -9999.0, -9999.0, -9999.0, -9999.0, -9999.0, -9999.0, -9999.0, -9999.0, -9999.0, -9999.0, -9999.0, -9999.0, -9999.0, -9999.0, -9999.0, -9999.0, -9999.0, -9999.0, -9999.0, -9999.0, -9999.0, -9999.0, -9999.0, -9999.0, -9999.0, -9999.0, -9999.0, -9999.0, -9999.0, -9999.0, -9999.0, -9999.0, -9999.0, -9999.0, -9999.0, -9999.0, -9999.0, -9999.0, -9999.0, -9999.0, -9999.0, -9999.0, -9999.0, -9999.0, -9999.0, -9999.0, -9999.0, -9999.0, -9999.0, -9999.0, -9999.0, -9999.0, -9999.0, -9999.0, -9999.0, -9999.0, -9999.0, -9999.0, -9999.0, -9999.0, -9999.0, -9999.0, -9999.0, -9999.0, -9999.0, -9999.0, -9999.0, -9999.0, -9999.0, -9999.0, -9999.0, -9999.0, -9999.0, -9999.0, -9999.0, -9999.0, -9999.0, -9999.0, -9999.0, -9999.0, -9999.0, -9999.0, -9999.0, -9999.0, -9999.0, -9999.0, -9999.0, -9999.0, -9999.0, -9999.0, -9999.0, -9999.0, -9999.0, -9999.0, -9999.0, -9999.0, -9999.0, -9999.0, -9999.0, -9999.0, -9999.0, -9999.0, -9999.0, -9999.0, -9999.0, -9999.0, -9999.0, -9999.0, -9999.0]
floatingse.member3:section_rho | intermediate | kg/m**3 | [7800.0, 7800.0, 7800.0, 0.01, 0.01, -9999.0, -9999.0, -9999.0, -9999.0, -9999.0, -9999.0, -9999.0, -9999.0, -9999.0, -9999.0, -9999.0, -9999.0, -9999.0, -9999.0, -9999.0, -9999.0, -9999.0, -9999.0, -9999.0, -9999.0, -9999.0, -9999.0, -9999.0, -9999.0, -9999.0, -9999.0, -9999.0, -9999.0, -9999.0, -9999.0, -9999.0, -9999.0, -9999.0, -9999.0, -9999.0, -9999.0, -9999.0, -9999.0, -9999.0, -9999.0, -9999.0, -9999.0, -9999.0, -9999.0, -9999.0, -9999.0, -9999.0, -9999.0, -9999.0, -9999.0, -9999.0, -9999.0, -9999.0, -9999.0, -9999.0, -9999.0, -9999.0, -9999.0, -9999.0, -9999.0, -9999.0, -9999.0, -9999.0, -9999.0, -9999.0, -9999.0, -9999.0, -9999.0, -9999.0, -9999.0, -9999.0, -9999.0, -9999.0, -9999.0, -9999.0, -9999.0, -9999.0, -9999.0, -9999.0, -9999.0, -9999.0, -9999.0, -9999.0, -9999.0, -9999.0, -9999.0, -9999.0, -9999.0, -9999.0, -9999.0, -9999.0, -9999.0, -9999.0, -9999.0, -9999.0, -9999.0, -9999.0, -9999.0, -9999.0, -9999.0, -9999.0, -9999.0, -9999.0, -9999.0, -9999.0, -9999.0, -9999.0, -9999.0, -9999.0, -9999.0, -9999.0, -9999.0, -9999.0, -9999.0, -9999.0, -9999.0, -9999.0, -9999.0, -9999.0, -9999.0, -9999.0, -9999.0, -9999.0, -9999.0, -9999.0, -9999.0, -9999.0, -9999.0, -9999.0, -9999.0, -9999.0, -9999.0, -9999.0, -9999.0, -9999.0, -9999.0, -9999.0, -9999.0, -9999.0, -9999.0, -9999.0, -9999.0, -9999.0, -9999.0, -9999.0, -9999.0, -9999.0, -9999.0, -9999.0, -9999.0, -9999.0, -9999.0, -9999.0, -9999.0, -9999.0, -9999.0, -9999.0, -9999.0, -9999.0, -9999.0, -9999.0, -9999.0, -9999.0, -9999.0, -9999.0, -9999.0, -9999.0, -9999.0, -9999.0, -9999.0, -9999.0, -9999.0, -9999.0, -9999.0, -9999.0, -9999.0, -9999.0, -9999.0, -9999.0, -9999.0, -9999.0, -9999.0, -9999.0, -9999.0, -9999.0, -9999.0, -9999.0, -9999.0, -9999.0, -9999.0, -9999.0, -9999.0, -9999.0, -9999.0, -9999.0]
floatingse.member3:section_E | intermediate | Pa | [200000000000.0, 200000000000.0, 200000000000.0, 20000000000000.0, 20000000000000.0, -9999.0, -9999.0, -9999.0, -9999.0, -9999.0, -9999.0, -9999.0, -9999.0, -9999.0, -9999.0, -9999.0, -9999.0, -9999.0, -9999.0, -9999.0, -9999.0, -9999.0, -9999.0, -9999.0, -9999.0, -9999.0, -9999.0, -9999.0, -9999.0, -9999.0, -9999.0, -9999.0, -9999.0, -9999.0, -9999.0, -9999.0, -9999.0, -9999.0, -9999.0, -9999.0, -9999.0, -9999.0, -9999.0, -9999.0, -9999.0, -9999.0, -9999.0, -9999.0, -9999.0, -9999.0, -9999.0, -9999.0, -9999.0, -9999.0, -9999.0, -9999.0, -9999.0, -9999.0, -9999.0, -9999.0, -9999.0, -9999.0, -9999.0, -9999.0, -9999.0, -9999.0, -9999.0, -9999.0, -9999.0, -9999.0, -9999.0, -9999.0, -9999.0, -9999.0, -9999.0, -9999.0, -9999.0, -9999.0, -9999.0, -9999.0, -9999.0, -9999.0, -9999.0, -9999.0, -9999.0, -9999.0, -9999.0, -9999.0, -9999.0, -9999.0, -9999.0, -9999.0, -9999.0, -9999.0, -9999.0, -9999.0, -9999.0, -9999.0, -9999.0, -9999.0, -9999.0, -9999.0, -9999.0, -9999.0, -9999.0, -9999.0, -9999.0, -9999.0, -9999.0, -9999.0, -9999.0, -9999.0, -9999.0, -9999.0, -9999.0, -9999.0, -9999.0, -9999.0, -9999.0, -9999.0, -9999.0, -9999.0, -9999.0, -9999.0, -9999.0, -9999.0, -9999.0, -9999.0, -9999.0, -9999.0, -9999.0, -9999.0, -9999.0, -9999.0, -9999.0, -9999.0, -9999.0, -9999.0, -9999.0, -9999.0, -9999.0, -9999.0, -9999.0, -9999.0, -9999.0, -9999.0, -9999.0, -9999.0, -9999.0, -9999.0, -9999.0, -9999.0, -9999.0, -9999.0, -9999.0, -9999.0, -9999.0, -9999.0, -9999.0, -9999.0, -9999.0, -9999.0, -9999.0, -9999.0, -9999.0, -9999.0, -9999.0, -9999.0, -9999.0, -9999.0, -9999.0, -9999.0, -9999.0, -9999.0, -9999.0, -9999.0, -9999.0, -9999.0, -9999.0, -9999.0, -9999.0, -9999.0, -9999.0, -9999.0, -9999.0, -9999.0, -9999.0, -9999.0, -9999.0, -9999.0, -9999.0, -9999.0, -9999.0, -9999.0, -9999.0, -9999.0, -9999.0, -9999.0, -9999.0, -9999.0]
floatingse.member3:section_G | intermediate | Pa | [79300000000.0, 79300000000.0, 79300000000.0, 7930000000000.0, 7930000000000.0, -9999.0, -9999.0, -9999.0, -9999.0, -9999.0, -9999.0, -9999.0, -9999.0, -9999.0, -9999.0, -9999.0, -9999.0, -9999.0, -9999.0, -9999.0, -9999.0, -9999.0, -9999.0, -9999.0, -9999.0, -9999.0, -9999.0, -9999.0, -9999.0, -9999.0, -9999.0, -9999.0, -9999.0, -9999.0, -9999.0, -9999.0, -9999.0, -9999.0, -9999.0, -9999.0, -9999.0, -9999.0, -9999.0, -9999.0, -9999.0, -9999.0, -9999.0, -9999.0, -9999.0, -9999.0, -9999.0, -9999.0, -9999.0, -9999.0, -9999.0, -9999.0, -9999.0, -9999.0, -9999.0, -9999.0, -9999.0, -9999.0, -9999.0, -9999.0, -9999.0, -9999.0, -9999.0, -9999.0, -9999.0, -9999.0, -9999.0, -9999.0, -9999.0, -9999.0, -9999.0, -9999.0, -9999.0, -9999.0, -9999.0, -9999.0, -9999.0, -9999.0, -9999.0, -9999.0, -9999.0, -9999.0, -9999.0, -9999.0, -9999.0, -9999.0, -9999.0, -9999.0, -9999.0, -9999.0, -9999.0, -9999.0, -9999.0, -9999.0, -9999.0, -9999.0, -9999.0, -9999.0, -9999.0, -9999.0, -9999.0, -9999.0, -9999.0, -9999.0, -9999.0, -9999.0, -9999.0, -9999.0, -9999.0, -9999.0, -9999.0, -9999.0, -9999.0, -9999.0, -9999.0, -9999.0, -9999.0, -9999.0, -9999.0, -9999.0, -9999.0, -9999.0, -9999.0, -9999.0, -9999.0, -9999.0, -9999.0, -9999.0, -9999.0, -9999.0, -9999.0, -9999.0, -9999.0, -9999.0, -9999.0, -9999.0, -9999.0, -9999.0, -9999.0, -9999.0, -9999.0, -9999.0, -9999.0, -9999.0, -9999.0, -9999.0, -9999.0, -9999.0, -9999.0, -9999.0, -9999.0, -9999.0, -9999.0, -9999.0, -9999.0, -9999.0, -9999.0, -9999.0, -9999.0, -9999.0, -9999.0, -9999.0, -9999.0, -9999.0, -9999.0, -9999.0, -9999.0, -9999.0, -9999.0, -9999.0, -9999.0, -9999.0, -9999.0, -9999.0, -9999.0, -9999.0, -9999.0, -9999.0, -9999.0, -9999.0, -9999.0, -9999.0, -9999.0, -9999.0, -9999.0, -9999.0, -9999.0, -9999.0, -9999.0, -9999.0, -9999.0, -9999.0, -9999.0, -9999.0, -9999.0, -9999.0]
floatingse.member3:section_TorsC | intermediate | m**3 | [0.0, 0.11592476891746335, 0.0, 0.11592476891746335, 0.11592476891746335, -9999.0, -9999.0, -9999.0, -9999.0, -9999.0, -9999.0, -9999.0, -9999.0, -9999.0, -9999.0, -9999.0, -9999.0, -9999.0, -9999.0, -9999.0, -9999.0, -9999.0, -9999.0, -9999.0, -9999.0, -9999.0, -9999.0, -9999.0, -9999.0, -9999.0, -9999.0, -9999.0, -9999.0, -9999.0, -9999.0, -9999.0, -9999.0, -9999.0, -9999.0, -9999.0, -9999.0, -9999.0, -9999.0, -9999.0, -9999.0, -9999.0, -9999.0, -9999.0, -9999.0, -9999.0, -9999.0, -9999.0, -9999.0, -9999.0, -9999.0, -9999.0, -9999.0, -9999.0, -9999.0, -9999.0, -9999.0, -9999.0, -9999.0, -9999.0, -9999.0, -9999.0, -9999.0, -9999.0, -9999.0, -9999.0, -9999.0, -9999.0, -9999.0, -9999.0, -9999.0, -9999.0, -9999.0, -9999.0, -9999.0, -9999.0, -9999.0, -9999.0, -9999.0, -9999.0, -9999.0, -9999.0, -9999.0, -9999.0, -9999.0, -9999.0, -9999.0, -9999.0, -9999.0, -9999.0, -9999.0, -9999.0, -9999.0, -9999.0, -9999.0, -9999.0, -9999.0, -9999.0, -9999.0, -9999.0, -9999.0, -9999.0, -9999.0, -9999.0, -9999.0, -9999.0, -9999.0, -9999.0, -9999.0, -9999.0, -9999.0, -9999.0, -9999.0, -9999.0, -9999.0, -9999.0, -9999.0, -9999.0, -9999.0, -9999.0, -9999.0, -9999.0, -9999.0, -9999.0, -9999.0, -9999.0, -9999.0, -9999.0, -9999.0, -9999.0, -9999.0, -9999.0, -9999.0, -9999.0, -9999.0, -9999.0, -9999.0, -9999.0, -9999.0, -9999.0, -9999.0, -9999.0, -9999.0, -9999.0, -9999.0, -9999.0, -9999.0, -9999.0, -9999.0, -9999.0, -9999.0, -9999.0, -9999.0, -9999.0, -9999.0, -9999.0, -9999.0, -9999.0, -9999.0, -9999.0, -9999.0, -9999.0, -9999.0, -9999.0, -9999.0, -9999.0, -9999.0, -9999.0, -9999.0, -9999.0, -9999.0, -9999.0, -9999.0, -9999.0, -9999.0, -9999.0, -9999.0, -9999.0, -9999.0, -9999.0, -9999.0, -9999.0, -9999.0, -9999.0, -9999.0, -9999.0, -9999.0, -9999.0, -9999.0, -9999.0, -9999.0, -9999.0, -9999.0, -9999.0, -9999.0, -9999.0]
floatingse.member3:section_sigma_y | intermediate | Pa | [345000000.0, 345000000.0, 345000000.0, 34500000000.0, 34500000000.0, -9999.0, -9999.0, -9999.0, -9999.0, -9999.0, -9999.0, -9999.0, -9999.0, -9999.0, -9999.0, -9999.0, -9999.0, -9999.0, -9999.0, -9999.0, -9999.0, -9999.0, -9999.0, -9999.0, -9999.0, -9999.0, -9999.0, -9999.0, -9999.0, -9999.0, -9999.0, -9999.0, -9999.0, -9999.0, -9999.0, -9999.0, -9999.0, -9999.0, -9999.0, -9999.0, -9999.0, -9999.0, -9999.0, -9999.0, -9999.0, -9999.0, -9999.0, -9999.0, -9999.0, -9999.0, -9999.0, -9999.0, -9999.0, -9999.0, -9999.0, -9999.0, -9999.0, -9999.0, -9999.0, -9999.0, -9999.0, -9999.0, -9999.0, -9999.0, -9999.0, -9999.0, -9999.0, -9999.0, -9999.0, -9999.0, -9999.0, -9999.0, -9999.0, -9999.0, -9999.0, -9999.0, -9999.0, -9999.0, -9999.0, -9999.0, -9999.0, -9999.0, -9999.0, -9999.0, -9999.0, -9999.0, -9999.0, -9999.0, -9999.0, -9999.0, -9999.0, -9999.0, -9999.0, -9999.0, -9999.0, -9999.0, -9999.0, -9999.0, -9999.0, -9999.0, -9999.0, -9999.0, -9999.0, -9999.0, -9999.0, -9999.0, -9999.0, -9999.0, -9999.0, -9999.0, -9999.0, -9999.0, -9999.0, -9999.0, -9999.0, -9999.0, -9999.0, -9999.0, -9999.0, -9999.0, -9999.0, -9999.0, -9999.0, -9999.0, -9999.0, -9999.0, -9999.0, -9999.0, -9999.0, -9999.0, -9999.0, -9999.0, -9999.0, -9999.0, -9999.0, -9999.0, -9999.0, -9999.0, -9999.0, -9999.0, -9999.0, -9999.0, -9999.0, -9999.0, -9999.0, -9999.0, -9999.0, -9999.0, -9999.0, -9999.0, -9999.0, -9999.0, -9999.0, -9999.0, -9999.0, -9999.0, -9999.0, -9999.0, -9999.0, -9999.0, -9999.0, -9999.0, -9999.0, -9999.0, -9999.0, -9999.0, -9999.0, -9999.0, -9999.0, -9999.0, -9999.0, -9999.0, -9999.0, -9999.0, -9999.0, -9999.0, -9999.0, -9999.0, -9999.0, -9999.0, -9999.0, -9999.0, -9999.0, -9999.0, -9999.0, -9999.0, -9999.0, -9999.0, -9999.0, -9999.0, -9999.0, -9999.0, -9999.0, -9999.0, -9999.0, -9999.0, -9999.0, -9999.0, -9999.0, -9999.0]
floatingse.member3:idx_cb | intermediate |  | 0
floatingse.member3:buoyancy_force | intermediate | N | 3947.2105
floatingse.member3:displacement | intermediate | m**3 | 0.3927
floatingse.member3:center_of_buoyancy | intermediate | m | [-2.474999992178257, -4.286825735185309, -69.99997115384434]
floatingse.member3:center_of_mass | intermediate | m | [-2.474999992178257, -4.286825735185309, -69.99997115384434]
floatingse.member3:ballast_mass | intermediate | kg | 0
floatingse.member3:total_mass | intermediate | kg | 1259.5274
floatingse.member3:total_cost | intermediate | USD | 9894.7586
floatingse.member3:I_total | intermediate | kg*m**2 | [152.0744612171743, 152.0744612171743, 238.5995794602733, 0.0, 0.0, 0.0]
floatingse.member3:Awater | intermediate | m**2 | 0
floatingse.member3:added_mass | intermediate | kg | [402.51658660772284, 402.51658660772284, 170.83333333333331, 8.386186894808159, 8.386186894808159, 0.0]
floatingse.member3:waterline_centroid | intermediate | m | [0.0, 0.0]
floatingse.member3:variable_ballast_capacity | intermediate | m**3 | 0
floatingse.member0.gc.d | intermediate | m | [9.4, 9.4, 9.4, 9.4, 6.5, 6.5]
floatingse.member0.gc.t | intermediate | m | [0.08, 0.08, 0.08, 0.08, 0.08]
floatingse.member0.s | output |  | [0.0, 0.38462, 0.4, 0.8308, 0.8923, 1.0]
floatingse.member0.height | output | m | 130
floatingse.member0.outer_diameter | output | m | [9.4, 9.4, 9.4, 9.4, 6.5, 6.5]
floatingse.member0.ca_usr_grid | intermediate |  | [1.0, 1.0, 1.0, 1.0, 1.0, 1.0]
floatingse.member0.cd_usr_grid | intermediate |  | [0.8, 0.8, 0.8, 0.8, 0.8, 0.8]
floatingse.member0.wall_thickness | output | m | [0.08, 0.08, 0.08, 0.08, 0.08]
floatingse.member0.E | output | Pa | [200000000000.0, 200000000000.0, 200000000000.0, 200000000000.0, 200000000000.0]
floatingse.member0.G | output | Pa | [79300000000.0, 79300000000.0, 79300000000.0, 79300000000.0, 79300000000.0]
floatingse.member0.sigma_y | output | Pa | [345000000.0, 345000000.0, 345000000.0, 345000000.0, 345000000.0]
floatingse.member0.rho | output | kg/m**3 | [7800.0, 7800.0, 7800.0, 7800.0, 7800.0]
floatingse.member0.unit_cost | output | USD/kg | [0.7, 0.7, 0.7, 0.7, 0.7]
floatingse.member0.outfitting_factor | output |  | [1.0, 1.0, 1.0, 1.0, 1.0]
floatingse.member0.nodes_xyz | output | m | [[0.0, 0.0, -120.0], [0.0, 0.0, -94.99969999999999], [0.0, 0.0, -69.9994], [0.0, 0.0, -68.99969999999999], [0.0, 0.0, -68.0], [0.0, 0.0, -39.998000000000005], [0.0, 0.0, -11.99600000000001], [0.0, 0.0, -7.998499999999993], [0.0, 0.0, -4.001000000000005], [0.0, 0.0, 2.999500000000012], [0.0, 0.0, 10.0]]
floatingse.member0.s_full | output | m | [0.0, 0.19231, 0.38462, 0.39231000000000005, 0.4, 0.6154, 0.8308, 0.86155, 0.8923, 0.94615, 1.0]
floatingse.member0.z_full | output | m | [0.0, 25.000300000000003, 50.000600000000006, 51.0003, 52.0, 80.002, 108.00399999999999, 112.00150000000001, 115.999, 122.99950000000001, 130.0]
floatingse.member0.outer_diameter_full | output | m | [9.4, 9.4, 9.4, 9.4, 9.4, 9.4, 9.4, 7.9499999999999975, 6.5, 6.5, 6.5]
floatingse.member0.s_ghost1 | intermediate |  | 0
floatingse.member0.s_ghost2 | intermediate |  | 1
floatingse.member0.layer_thickness | intermediate | m | [[0.08, 0.08, 0.08, 0.08, 0.08, 0.08]]
floatingse.member0.outer_diameter_in | intermediate | m | [9.4, 9.4, 9.4, 9.4, 6.5, 6.5]
floatingse.member0.t_full | output | m | [0.08, 0.08, 0.08, 0.08, 0.08, 0.08, 0.08, 0.08, 0.08, 0.08]
floatingse.member0.E_full | output | Pa | [200000000000.0, 200000000000.0, 200000000000.0, 200000000000.0, 200000000000.0, 200000000000.0, 200000000000.0, 200000000000.0, 200000000000.0, 200000000000.0]
floatingse.member0.G_full | output | Pa | [79300000000.0, 79300000000.0, 79300000000.0, 79300000000.0, 79300000000.0, 79300000000.0, 79300000000.0, 79300000000.0, 79300000000.0, 79300000000.0]
floatingse.member0.rho_full | output | kg/m**3 | [7800.0, 7800.0, 7800.0, 7800.0, 7800.0, 7800.0, 7800.0, 7800.0, 7800.0, 7800.0]
floatingse.member0.sigma_y_full | output | Pa | [345000000.0, 345000000.0, 345000000.0, 345000000.0, 345000000.0, 345000000.0, 345000000.0, 345000000.0, 345000000.0, 345000000.0]
floatingse.member0.unit_cost_full | output | USD/kg | [0.7, 0.7, 0.7, 0.7, 0.7, 0.7, 0.7, 0.7, 0.7, 0.7]
floatingse.member0.outfitting_full | output |  | [1.0, 1.0, 1.0, 1.0, 1.0, 1.0, 1.0, 1.0, 1.0, 1.0]
floatingse.member0.ballast_density | output | kg/m**3 | [5000.0, 1025.0]
floatingse.member0.ballast_unit_cost | output | USD/kg | [1.0, 0.0]
floatingse.member1.gc.d | intermediate | m | [1.0, 1.0]
floatingse.member1.gc.t | intermediate | m | 0.1
floatingse.member1.s | output |  | [0.0, 1.0]
floatingse.member1.height | output | m | 5.2
floatingse.member1.outer_diameter | output | m | [1.0, 1.0]
floatingse.member1.ca_usr_grid | intermediate |  | [-1.0, -1.0]
floatingse.member1.cd_usr_grid | intermediate |  | [-1.0, -1.0]
floatingse.member1.wall_thickness | output | m | 0.1
floatingse.member1.E | output | Pa | 200000000000
floatingse.member1.G | output | Pa | 79300000000
floatingse.member1.sigma_y | output | Pa | 345000000
floatingse.member1.rho | output | kg/m**3 | 7800
floatingse.member1.unit_cost | output | USD/kg | 0.7
floatingse.member1.outfitting_factor | output |  | 1
floatingse.member1.nodes_xyz | output | m | [[5.2, 0.0, -70.0], [2.6, 0.0, -69.99969999999999], [0.0, 0.0, -69.9994]]
floatingse.member1.s_full | output | m | [0.0, 0.5, 1.0]
floatingse.member1.z_full | output | m | [0.0, 2.6000000173076923, 5.2000000346153845]
floatingse.member1.outer_diameter_full | output | m | [1.0, 1.0, 1.0]
floatingse.member1.s_ghost1 | intermediate |  | 0
floatingse.member1.s_ghost2 | intermediate |  | 0.096154
floatingse.member1.layer_thickness | intermediate | m | [[0.1, 0.1]]
floatingse.member1.outer_diameter_in | intermediate | m | [1.0, 1.0]
floatingse.member1.t_full | output | m | [0.1, 0.1]
floatingse.member1.E_full | output | Pa | [200000000000.0, 200000000000.0]
floatingse.member1.G_full | output | Pa | [79300000000.0, 79300000000.0]
floatingse.member1.rho_full | output | kg/m**3 | [7800.0, 7800.0]
floatingse.member1.sigma_y_full | output | Pa | [345000000.0, 345000000.0]
floatingse.member1.unit_cost_full | output | USD/kg | [0.7, 0.7]
floatingse.member1.outfitting_full | output |  | [1.0, 1.0]
floatingse.member1.ballast_density | output | kg/m**3 | []
floatingse.member1.ballast_unit_cost | output | USD/kg | []
floatingse.member2.gc.d | intermediate | m | [1.0, 1.0]
floatingse.member2.gc.t | intermediate | m | 0.1
floatingse.member2.s | output |  | [0.0, 1.0]
floatingse.member2.height | output | m | 5.2
floatingse.member2.outer_diameter | output | m | [1.0, 1.0]
floatingse.member2.ca_usr_grid | intermediate |  | [-1.0, -1.0]
floatingse.member2.cd_usr_grid | intermediate |  | [-1.0, -1.0]
floatingse.member2.wall_thickness | output | m | 0.1
floatingse.member2.E | output | Pa | 200000000000
floatingse.member2.G | output | Pa | 79300000000
floatingse.member2.sigma_y | output | Pa | 345000000
floatingse.member2.rho | output | kg/m**3 | 7800
floatingse.member2.unit_cost | output | USD/kg | 0.7
floatingse.member2.outfitting_factor | output |  | 1
floatingse.member2.nodes_xyz | output | m | [[-2.5999999999999988, 4.503332099679081, -70.0], [-1.2999999999999994, 2.2516660498395407, -69.99969999999999], [0.0, 0.0, -69.9994]]
floatingse.member2.s_full | output | m | [0.0, 0.5, 1.0]
floatingse.member2.z_full | output | m | [0.0, 2.6000000173076923, 5.2000000346153845]
floatingse.member2.outer_diameter_full | output | m | [1.0, 1.0, 1.0]
floatingse.member2.s_ghost1 | intermediate |  | 0
floatingse.member2.s_ghost2 | intermediate |  | 0.096154
floatingse.member2.layer_thickness | intermediate | m | [[0.1, 0.1]]
floatingse.member2.outer_diameter_in | intermediate | m | [1.0, 1.0]
floatingse.member2.t_full | output | m | [0.1, 0.1]
floatingse.member2.E_full | output | Pa | [200000000000.0, 200000000000.0]
floatingse.member2.G_full | output | Pa | [79300000000.0, 79300000000.0]
floatingse.member2.rho_full | output | kg/m**3 | [7800.0, 7800.0]
floatingse.member2.sigma_y_full | output | Pa | [345000000.0, 345000000.0]
floatingse.member2.unit_cost_full | output | USD/kg | [0.7, 0.7]
floatingse.member2.outfitting_full | output |  | [1.0, 1.0]
floatingse.member2.ballast_density | output | kg/m**3 | []
floatingse.member2.ballast_unit_cost | output | USD/kg | []
floatingse.member3.gc.d | intermediate | m | [1.0, 1.0]
floatingse.member3.gc.t | intermediate | m | 0.1
floatingse.member3.s | output |  | [0.0, 1.0]
floatingse.member3.height | output | m | 5.2
floatingse.member3.outer_diameter | output | m | [1.0, 1.0]
floatingse.member3.ca_usr_grid | intermediate |  | [-1.0, -1.0]
floatingse.member3.cd_usr_grid | intermediate |  | [-1.0, -1.0]
floatingse.member3.wall_thickness | output | m | 0.1
floatingse.member3.E | output | Pa | 200000000000
floatingse.member3.G | output | Pa | 79300000000
floatingse.member3.sigma_y | output | Pa | 345000000
floatingse.member3.rho | output | kg/m**3 | 7800
floatingse.member3.unit_cost | output | USD/kg | 0.7
floatingse.member3.outfitting_factor | output |  | 1
floatingse.member3.nodes_xyz | output | m | [[-2.6000000000000023, -4.5033320996790795, -70.0], [-1.3000000000000012, -2.2516660498395398, -69.99969999999999], [0.0, 0.0, -69.9994]]
floatingse.member3.s_full | output | m | [0.0, 0.5, 1.0]
floatingse.member3.z_full | output | m | [0.0, 2.6000000173076923, 5.2000000346153845]
floatingse.member3.outer_diameter_full | output | m | [1.0, 1.0, 1.0]
floatingse.member3.s_ghost1 | intermediate |  | 0
floatingse.member3.s_ghost2 | intermediate |  | 0.096154
floatingse.member3.layer_thickness | intermediate | m | [[0.1, 0.1]]
floatingse.member3.outer_diameter_in | intermediate | m | [1.0, 1.0]
floatingse.member3.t_full | output | m | [0.1, 0.1]
floatingse.member3.E_full | output | Pa | [200000000000.0, 200000000000.0]
floatingse.member3.G_full | output | Pa | [79300000000.0, 79300000000.0]
floatingse.member3.rho_full | output | kg/m**3 | [7800.0, 7800.0]
floatingse.member3.sigma_y_full | output | Pa | [345000000.0, 345000000.0]
floatingse.member3.unit_cost_full | output | USD/kg | [0.7, 0.7]
floatingse.member3.outfitting_full | output |  | [1.0, 1.0]
floatingse.member3.ballast_density | output | kg/m**3 | []
floatingse.member3.ballast_unit_cost | output | USD/kg | []
floatingse.line_length | intermediate | m | 902.2
floatingse.line_diameter | intermediate | m | 0.09
floatingse.anchor_radius | intermediate | m | 853.87
tcc.main_bearing_mass | intermediate | kg | 1415.0888
tcc.bedplate_mass | intermediate | kg | 24073.6322
tcc.blade_mass | intermediate | kg | 16419.8667
tcc.blade_cost_external | intermediate | USD | 255646.8464
tcc.brake_mass | intermediate | kg | 5245.0689
tcc.converter_mass | intermediate | kg | 4196.35
tcc.cover_mass | intermediate | kg | 3612.3962
tcc.gearbox_mass | intermediate | kg | 21496.1839
tcc.generator_mass | intermediate | kg | 19508.4053
tcc.generator_cost_external | intermediate | USD | 59315.105
tcc.hss_mass | intermediate | kg | 767.0714
tcc.hub_cost | output | USD | 10489.5093
tcc.hub_mass | intermediate | kg | 2689.6178
tcc.pitch_system_cost | output | USD | 183298.1313
tcc.pitch_system_mass | intermediate | kg | 8294.0331
tcc.spinner_cost | output | USD | 5643.1214
tcc.spinner_mass | intermediate | kg | 508.3893
tcc.hvac_mass | intermediate | kg | 511.4097
tcc.lss_mass | intermediate | kg | 4885.2503
tcc.lss_cost | output | USD | 58134.4782
tcc.main_bearing_cost | output | USD | 6367.8998
tcc.gearbox_cost | output | USD | 214961.839
tcc.hss_cost | output | USD | 5216.0853
tcc.brake_cost | output | USD | 19015.4727
tcc.generator_cost | output | USD | 59315.105
tcc.bedplate_cost | output | USD | 69813.5333
tcc.yaw_system_cost | output | USD | 50996.8902
tcc.yaw_mass | intermediate | kg | 6144.2036
tcc.converter_cost | output | USD | 78891.38
tcc.hvac_cost | output | USD | 63414.8089
tcc.cover_cost | output | USD | 20590.6582
tcc.elec_cost | output | USD | 209250
tcc.controls_cost | output | USD | 105750
tcc.platforms_mass | intermediate | kg | 17253.3888
tcc.platforms_cost | output | USD | 295032.9485
tcc.transformer_cost | output | USD | 215918
tcc.transformer_mass | intermediate | kg | 11485
tcc.blade_cost | output | USD | 255646.8464
tcc.rotor_cost | output | USD | 966371.3013
tcc.rotor_mass_tcc | output | kg | 60751.6403
tcc.nacelle_cost | output | USD | 1479036.9987
tcc.nacelle_mass_tcc | output | kg | 122008.5379
tcc.tower_cost | output | USD | 770630.3499
tcc.tower_mass | intermediate | kg | 248360.6563
tcc.turbine_cost | output | USD | 3216038.6499
tcc.turbine_cost_kW | output | USD/kW | 643.2077
tcc.turbine_mass_tcc | output | kg | 431120.8345
tcc.hub_system_cost | output | USD | 199430.762
tcc.hub_system_mass_tcc | output | kg | 11492.0402
tcc.tower_parts_cost | output | USD | 770630.3499
tcc.tower_cost_external | intermediate | USD | 770630.3499
tcons.rated_Omega | intermediate | rpm | 12.1261 | rotor rotation speed at rated
tcons.tower_freq | intermediate | Hz | 0
tcons.tip_deflection | intermediate | m | 4.528
tcons.Rtip | intermediate | m | 63
tcons.ref_axis_blade | intermediate | m | [[0.0, 0.0, 0.0], [0.0, 0.0, 2.120689655172414], [0.0, 0.0, 4.241379310344827], [0.0, 0.0, 6.362068965517241], [0.0, 0.0, 8.482758620689655], [0.0, 0.0, 10.60344827586207], [0.0, 0.0, 12.724137931034482], [0.0, 0.0, 14.844827586206895], [0.0, 0.0, 16.96551724137931], [0.0, 0.0, 19.086206896551726], [0.0, 0.0, 21.20689655172414], [0.0, 0.0, 23.327586206896548], [0.0, 0.0, 25.448275862068964], [0.0, 0.0, 27.56896551724138], [0.0, 0.0, 29.689655172413794], [0.0, 0.0, 31.810344827586206], [0.0, 0.0, 33.93103448275861], [0.0, 0.0, 36.051724137931025], [0.0, 0.0, 38.172413793103445], [0.0, 0.0, 40.293103448275865], [0.0, 0.0, 42.41379310344828], [0.0, 0.0, 44.53448275862069], [0.0, 0.0, 46.6551724137931], [0.0, 0.0, 48.77586206896552], [0.0, 0.0, 50.89655172413793], [0.0, 0.0, 53.01724137931034], [0.0, 0.0, 55.13793103448276], [0.0, 0.0, 57.25862068965517], [0.0, 0.0, 59.37931034482758], [0.0, 0.0, 61.5]]
tcons.ref_axis_tower | intermediate | m | [[0.0, 0.0, 10.0], [0.0, 0.0, 17.770000000000003], [0.0, 0.0, 25.54], [0.0, 0.0, 33.31], [0.0, 0.0, 41.08], [0.0, 0.0, 48.85], [0.0, 0.0, 56.62000000000001], [0.0, 0.0, 64.39], [0.0, 0.0, 72.16], [0.0, 0.0, 79.93], [0.0, 0.0, 87.7]]
towerse.env.distLoads.windLoads_Px | intermediate | N/m | [769.291207020852, 798.1685669010737, 820.268250152238, 837.4588070814473, 850.4468566375148, 860.418297876869, 867.9127814801402, 873.8033597016209, 877.9298711211298, 880.5224455291885, 881.7634688870038, 881.800037720606, 880.7525189968696, 878.1898409326058, 874.7103235268835, 870.384630073461, 865.82698174893, 860.5494373294756, 854.5955361822658, 848.0026498939823, 840.8028835448393, 833.0237983761851, 824.6889961642888, 815.8185952331057, 806.4296206144953, 795.9107764556007, 784.8818675992129, 773.3515720182027, 761.9792835817409, 750.1357459821979, 737.8244613519317]
towerse.env.distLoads.windLoads_Py | intermediate | N/m | [0.0, 0.0, 0.0, 0.0, 0.0, 0.0, 0.0, 0.0, 0.0, 0.0, 0.0, 0.0, 0.0, 0.0, 0.0, 0.0, 0.0, 0.0, 0.0, 0.0, 0.0, 0.0, 0.0, 0.0, 0.0, 0.0, 0.0, 0.0, 0.0, 0.0, 0.0]
towerse.env.distLoads.windLoads_Pz | intermediate | N/m | [0.0, 0.0, 0.0, 0.0, 0.0, 0.0, 0.0, 0.0, 0.0, 0.0, 0.0, 0.0, 0.0, 0.0, 0.0, 0.0, 0.0, 0.0, 0.0, 0.0, 0.0, 0.0, 0.0, 0.0, 0.0, 0.0, 0.0, 0.0, 0.0, 0.0, 0.0]
towerse.env.distLoads.windLoads_qdyn | intermediate | N/m**2 | [167.55446547638007, 176.26320688160112, 183.66897249166948, 190.14602055898268, 195.92376454109598, 201.15378016900115, 205.9418468532038, 210.36493367374356, 214.4809245969694, 218.33453012910851, 221.96105753655215, 225.38891198426822, 228.64131136984747, 231.73749542665797, 234.69359902359514, 237.52329627467125, 240.2382844243317, 242.84865333025584, 245.3631717152896, 247.7895118438272, 250.13442795230108, 252.4038994708527, 254.60324710546584, 256.7372277629677, 258.81011281106436, 260.8257530862737, 262.787633270724, 264.6989176707918, 266.56248898908433, 268.38098134641376, 270.1568085539687]
towerse.env.distLoads.windLoads_z | intermediate | m | [10.0, 12.590000000000002, 15.180000000000003, 17.770000000000003, 20.360000000000003, 22.950000000000003, 25.54, 28.130000000000003, 30.720000000000006, 33.31, 35.900000000000006, 38.489999999999995, 41.08, 43.669999999999995, 46.260000000000005, 48.85, 51.44, 54.03000000000001, 56.62000000000001, 59.21000000000001, 61.8, 64.39, 66.97999999999999, 69.57, 72.16, 74.75, 77.34, 79.93, 82.52000000000001, 85.11, 87.7]
towerse.env.distLoads.windLoads_beta | intermediate | deg | 0
towerse.z_global | output | m | [10.0, 12.590000000000002, 15.180000000000003, 17.770000000000003, 20.360000000000003, 22.950000000000003, 25.54, 28.130000000000003, 30.720000000000006, 33.31, 35.900000000000006, 38.489999999999995, 41.08, 43.669999999999995, 46.260000000000005, 48.85, 51.44, 54.03000000000001, 56.62000000000001, 59.21000000000001, 61.8, 64.39, 66.97999999999999, 69.57, 72.16, 74.75, 77.34, 79.93, 82.52000000000001, 85.11, 87.7]
towerse.env.Uref | intermediate | m/s | 21.0616
towerse.wind_reference_height | intermediate | m | 90
towerse.env.windLoads.U | intermediate | m/s | [16.539598271477, 16.96398138104648, 17.31668877674022, 17.619378040818518, 17.885064549636002, 18.12220557685509, 18.336618736809363, 18.532483722823667, 18.712908328677855, 18.880268509380358, 19.036422984890752, 19.1828542484473, 19.320764398189922, 19.4511421594936, 19.574810928733527, 19.692463958960886, 19.804690618353643, 19.911996315635633, 20.014817846103863, 20.11353536927674, 20.208481870589907, 20.299950717577765, 20.388201754554863, 20.47346626337363, 20.555951035085673, 20.63584173767786, 20.713305721477344, 20.78849437159958, 20.86154509272139, 20.932582993258503, 21.001722322140044]
towerse.outer_diameter_full | output | m | [6.5, 6.413333333333333, 6.326666666666667, 6.24, 6.15, 6.06, 5.97, 5.883333333333333, 5.796666666666667, 5.71, 5.623333333333333, 5.536666666666667, 5.45, 5.36, 5.27, 5.18, 5.093333333333333, 5.006666666666667, 4.92, 4.833333333333333, 4.746666666666667, 4.66, 4.573333333333333, 4.486666666666667, 4.4, 4.3100000000000005, 4.22, 4.13, 4.043333333333333, 3.9566666666666666, 3.8699999999999997]
towerse.joint1 | output | m | [0.0, 0.0, 10.0]
towerse.joint2 | output | m | [0.0, 0.0, 87.7]
towerse.s_full | output | m | [0.0, 0.03333333333333335, 0.0666666666666667, 0.10000000000000003, 0.13333333333333336, 0.16666666666666669, 0.19999999999999998, 0.23333333333333334, 0.2666666666666667, 0.30000000000000004, 0.33333333333333337, 0.36666666666666664, 0.39999999999999997, 0.4333333333333333, 0.4666666666666667, 0.5, 0.5333333333333333, 0.5666666666666668, 0.6000000000000001, 0.6333333333333334, 0.6666666666666666, 0.7, 0.7333333333333333, 0.7666666666666666, 0.7999999999999999, 0.8333333333333333, 0.8666666666666667, 0.9, 0.9333333333333333, 0.9666666666666667, 1.0]
towerse.g2e.Px_global | intermediate | N/m | [769.291207020852, 798.1685669010737, 820.268250152238, 837.4588070814473, 850.4468566375148, 860.418297876869, 867.9127814801402, 873.8033597016209, 877.9298711211298, 880.5224455291885, 881.7634688870038, 881.800037720606, 880.7525189968696, 878.1898409326058, 874.7103235268835, 870.384630073461, 865.82698174893, 860.5494373294756, 854.5955361822658, 848.0026498939823, 840.8028835448393, 833.0237983761851, 824.6889961642888, 815.8185952331057, 806.4296206144953, 795.9107764556007, 784.8818675992129, 773.3515720182027, 761.9792835817409, 750.1357459821979, 737.8244613519317]
towerse.g2e.Py_global | intermediate | N/m | [0.0, 0.0, 0.0, 0.0, 0.0, 0.0, 0.0, 0.0, 0.0, 0.0, 0.0, 0.0, 0.0, 0.0, 0.0, 0.0, 0.0, 0.0, 0.0, 0.0, 0.0, 0.0, 0.0, 0.0, 0.0, 0.0, 0.0, 0.0, 0.0, 0.0, 0.0]
towerse.g2e.Pz_global | intermediate | N/m | [0.0, 0.0, 0.0, 0.0, 0.0, 0.0, 0.0, 0.0, 0.0, 0.0, 0.0, 0.0, 0.0, 0.0, 0.0, 0.0, 0.0, 0.0, 0.0, 0.0, 0.0, 0.0, 0.0, 0.0, 0.0, 0.0, 0.0, 0.0, 0.0, 0.0, 0.0]
towerse.g2e.qdyn_global | intermediate | Pa | [167.55446547638007, 176.26320688160112, 183.66897249166948, 190.14602055898268, 195.92376454109598, 201.15378016900115, 205.9418468532038, 210.36493367374356, 214.4809245969694, 218.33453012910851, 221.96105753655215, 225.38891198426822, 228.64131136984747, 231.73749542665797, 234.69359902359514, 237.52329627467125, 240.2382844243317, 242.84865333025584, 245.3631717152896, 247.7895118438272, 250.13442795230108, 252.4038994708527, 254.60324710546584, 256.7372277629677, 258.81011281106436, 260.8257530862737, 262.787633270724, 264.6989176707918, 266.56248898908433, 268.38098134641376, 270.1568085539687]
towerse.lc:Px | intermediate | N/m | [0.0, 0.0, 0.0, 0.0, 0.0, 0.0, 0.0, 0.0, 0.0, 0.0, 0.0, 0.0, 0.0, 0.0, 0.0, 0.0, 0.0, 0.0, 0.0, 0.0, 0.0, 0.0, 0.0, 0.0, 0.0, 0.0, 0.0, 0.0, 0.0, 0.0, 0.0]
towerse.lc:Py | intermediate | N/m | [0.0, 0.0, 0.0, 0.0, 0.0, 0.0, 0.0, 0.0, 0.0, 0.0, 0.0, 0.0, 0.0, 0.0, 0.0, 0.0, 0.0, 0.0, 0.0, 0.0, 0.0, 0.0, 0.0, 0.0, 0.0, 0.0, 0.0, 0.0, 0.0, 0.0, 0.0]
towerse.lc:Pz | intermediate | N/m | [-769.291207020852, -798.1685669010737, -820.268250152238, -837.4588070814473, -850.4468566375148, -860.418297876869, -867.9127814801402, -873.8033597016209, -877.9298711211298, -880.5224455291885, -881.7634688870038, -881.800037720606, -880.7525189968696, -878.1898409326058, -874.7103235268835, -870.384630073461, -865.82698174893, -860.5494373294756, -854.5955361822658, -848.0026498939823, -840.8028835448393, -833.0237983761851, -824.6889961642888, -815.8185952331057, -806.4296206144953, -795.9107764556007, -784.8818675992129, -773.3515720182027, -761.9792835817409, -750.1357459821979, -737.8244613519317]
towerse.lc:qdyn | intermediate | Pa | [167.55446547638007, 176.26320688160112, 183.66897249166948, 190.14602055898268, 195.92376454109598, 201.15378016900115, 205.9418468532038, 210.36493367374356, 214.4809245969694, 218.33453012910851, 221.96105753655215, 225.38891198426822, 228.64131136984747, 231.73749542665797, 234.69359902359514, 237.52329627467125, 240.2382844243317, 242.84865333025584, 245.3631717152896, 247.7895118438272, 250.13442795230108, 252.4038994708527, 254.60324710546584, 256.7372277629677, 258.81011281106436, 260.8257530862737, 262.787633270724, 264.6989176707918, 266.56248898908433, 268.38098134641376, 270.1568085539687]
towerse.z_full | output | m | [0.0, 2.590000000000001, 5.180000000000002, 7.770000000000003, 10.360000000000003, 12.950000000000001, 15.54, 18.130000000000003, 20.720000000000006, 23.310000000000006, 25.900000000000002, 28.49, 31.08, 33.669999999999995, 36.260000000000005, 38.85, 41.44, 44.03000000000001, 46.62000000000001, 49.21000000000001, 51.8, 54.39, 56.98, 59.57, 62.16, 64.75, 67.34, 69.93, 72.52000000000001, 75.11, 77.7]
towerse.t_full | output | m | [0.0266, 0.0266, 0.0266, 0.0258, 0.0258, 0.0258, 0.025, 0.025, 0.025, 0.0242, 0.0242, 0.0242, 0.0234, 0.0234, 0.0234, 0.022600000000000002, 0.022600000000000002, 0.022600000000000002, 0.0218, 0.0218, 0.0218, 0.020999999999999998, 0.020999999999999998, 0.020999999999999998, 0.020200000000000003, 0.020200000000000003, 0.020200000000000003, 0.0194, 0.0194, 0.0194]
towerse.tower_height | intermediate | m | 77.7
towerse.E_full | output | Pa | [200000000000.0, 200000000000.0, 200000000000.0, 200000000000.0, 200000000000.0, 200000000000.0, 200000000000.0, 200000000000.0, 200000000000.0, 200000000000.0, 200000000000.0, 200000000000.0, 200000000000.0, 200000000000.0, 200000000000.0, 200000000000.0, 200000000000.0, 200000000000.0, 200000000000.0, 200000000000.0, 200000000000.0, 200000000000.0, 200000000000.0, 200000000000.0, 200000000000.0, 200000000000.0, 200000000000.0, 200000000000.0, 200000000000.0, 200000000000.0]
towerse.G_full | output | Pa | [79300000000.0, 79300000000.0, 79300000000.0, 79300000000.0, 79300000000.0, 79300000000.0, 79300000000.0, 79300000000.0, 79300000000.0, 79300000000.0, 79300000000.0, 79300000000.0, 79300000000.0, 79300000000.0, 79300000000.0, 79300000000.0, 79300000000.0, 79300000000.0, 79300000000.0, 79300000000.0, 79300000000.0, 79300000000.0, 79300000000.0, 79300000000.0, 79300000000.0, 79300000000.0, 79300000000.0, 79300000000.0, 79300000000.0, 79300000000.0]
towerse.rho_full | output | kg/m**3 | [7800.0, 7800.0, 7800.0, 7800.0, 7800.0, 7800.0, 7800.0, 7800.0, 7800.0, 7800.0, 7800.0, 7800.0, 7800.0, 7800.0, 7800.0, 7800.000000000001, 7800.000000000001, 7800.000000000001, 7800.0, 7800.0, 7800.0, 7800.0, 7800.0, 7800.0, 7800.000000000001, 7800.000000000001, 7800.000000000001, 7799.999999999999, 7799.999999999999, 7799.999999999999]
towerse.sigma_y_full | output | Pa | [345000000.0, 345000000.0, 345000000.0, 345000000.0, 345000000.0, 345000000.0, 345000000.0, 345000000.0, 345000000.0, 345000000.0, 345000000.0, 345000000.0, 345000000.0, 345000000.0, 345000000.0, 345000000.0, 345000000.0, 345000000.0, 345000000.0, 345000000.0, 345000000.0, 345000000.0, 345000000.0, 345000000.0, 345000000.0, 345000000.0, 345000000.0, 345000000.0, 345000000.0, 345000000.0]
towerse.section_A | output | m**2 | [0.581936290891845, 0.5740927519118546, 0.5662492129318643, 0.5415354419135704, 0.5336351971861869, 0.5257349524587914, 0.5019876288345623, 0.4946158816729109, 0.4872441345112595, 0.46458234035060686, 0.45744648909813096, 0.450310637845652, 0.42845538087137536, 0.42129004263025477, 0.4141247043891311, 0.39323589480889815, 0.3865718353747672, 0.37990777594063624, 0.3600908864445933, 0.35366272291963485, 0.3472345593946794, 0.3283568985339346, 0.3221646309181486, 0.31597236330236567, 0.29791938546717256, 0.2917339225410752, 0.2855484596149779, 0.26846192917382233, 0.2627414533763828, 0.2570209775789433]
towerse.section_Asx | output | m**2 | [0.3268664530123531, 0.3224690301611473, 0.3180716107278138, 0.3041799831520474, 0.29975077151425944, 0.2953215636958355, 0.2819728641841248, 0.277839953750352, 0.27370704699655823, 0.26096803810376434, 0.2569673838404034, 0.2529667334023498, 0.24068100035114204, 0.23666381800291356, 0.23264663996873702, 0.2209038344902362, 0.21716769343673215, 0.21343155658301713, 0.20229081102389235, 0.19868692660950385, 0.1950830466103176, 0.18446996861189813, 0.18099834104571372, 0.1775267181433442, 0.16737708874935367, 0.1639092811501172, 0.16044147891157365, 0.15083477604684128, 0.1476276635786636, 0.14442055644474855]
towerse.section_Asy | output | m**2 | [0.3268664530123531, 0.3224690301611473, 0.3180716107278138, 0.3041799831520474, 0.29975077151425944, 0.2953215636958355, 0.2819728641841248, 0.277839953750352, 0.27370704699655823, 0.26096803810376434, 0.2569673838404034, 0.2529667334023498, 0.24068100035114204, 0.23666381800291356, 0.23264663996873702, 0.2209038344902362, 0.21716769343673215, 0.21343155658301713, 0.20229081102389235, 0.19868692660950385, 0.1950830466103176, 0.18446996861189813, 0.18099834104571372, 0.1775267181433442, 0.16737708874935367, 0.1639092811501172, 0.16044147891157365, 0.15083477604684128, 0.1476276635786636, 0.14442055644474855]
towerse.section_Ixx | output | kg*m**2 | [3.007626053012849, 2.8876457183810316, 2.770899439584993, 2.5763341701269193, 2.4652170625655425, 2.357341788827059, 2.1855471149720245, 2.0906702307983984, 1.9985796827582116, 1.8489224821727206, 1.7650286466093805, 1.6837117596012885, 1.5511244894755818, 1.47459825498615, 1.400631357505689, 1.2855957211694584, 1.221338029420452, 1.1592580256773874, 1.0609270281230652, 1.0051185865724837, 0.9513024450276848, 0.8668865561452064, 0.8187621601417845, 0.7724526248925333, 0.699771638286153, 0.6570845330146073, 0.6161697113224953, 0.5551468694578138, 0.5204104439006135, 0.48715412853076573]
towerse.section_Iyy | output | kg*m**2 | [3.007626053012849, 2.8876457183810316, 2.770899439584993, 2.5763341701269193, 2.4652170625655425, 2.357341788827059, 2.1855471149720245, 2.0906702307983984, 1.9985796827582116, 1.8489224821727206, 1.7650286466093805, 1.6837117596012885, 1.5511244894755818, 1.47459825498615, 1.400631357505689, 1.2855957211694584, 1.221338029420452, 1.1592580256773874, 1.0609270281230652, 1.0051185865724837, 0.9513024450276848, 0.8668865561452064, 0.8187621601417845, 0.7724526248925333, 0.699771638286153, 0.6570845330146073, 0.6161697113224953, 0.5551468694578138, 0.5204104439006135, 0.48715412853076573]
towerse.section_J0 | output | kg*m**2 | [6.015252106025698, 5.775291436762063, 5.541798879169986, 5.152668340253839, 4.930434125131085, 4.714683577654118, 4.371094229944049, 4.181340461596797, 3.9971593655164233, 3.697844964345441, 3.530057293218761, 3.367423519202577, 3.1022489789511636, 2.9491965099723, 2.801262715011378, 2.571191442338917, 2.442676058840904, 2.318516051354775, 2.1218540562461303, 2.0102371731449673, 1.9026048900553696, 1.7337731122904128, 1.637524320283569, 1.5449052497850666, 1.399543276572306, 1.3141690660292147, 1.2323394226449906, 1.1102937389156275, 1.040820887801227, 0.9743082570615315]
towerse.section_rho | output | kg/m**3 | [7800.0, 7800.0, 7800.0, 7800.0, 7800.0, 7800.0, 7800.0, 7800.0, 7800.0, 7800.0, 7800.0, 7800.0, 7800.0, 7800.0, 7800.0, 7800.000000000001, 7800.000000000001, 7800.000000000001, 7800.0, 7800.0, 7800.0, 7800.0, 7800.0, 7800.0, 7800.000000000001, 7800.000000000001, 7800.000000000001, 7799.999999999999, 7799.999999999999, 7799.999999999999]
towerse.section_E | output | Pa | [200000000000.0, 200000000000.0, 200000000000.0, 200000000000.0, 200000000000.0, 200000000000.0, 200000000000.0, 200000000000.0, 200000000000.0, 200000000000.0, 200000000000.0, 200000000000.0, 200000000000.0, 200000000000.0, 200000000000.0, 200000000000.0, 200000000000.0, 200000000000.0, 200000000000.0, 200000000000.0, 200000000000.0, 200000000000.0, 200000000000.0, 200000000000.0, 200000000000.0, 200000000000.0, 200000000000.0, 200000000000.0, 200000000000.0, 200000000000.0]
towerse.section_G | output | Pa | [79300000000.0, 79300000000.0, 79300000000.0, 79300000000.0, 79300000000.0, 79300000000.0, 79300000000.0, 79300000000.0, 79300000000.0, 79300000000.0, 79300000000.0, 79300000000.0, 79300000000.0, 79300000000.0, 79300000000.0, 79300000000.0, 79300000000.0, 79300000000.0, 79300000000.0, 79300000000.0, 79300000000.0, 79300000000.0, 79300000000.0, 79300000000.0, 79300000000.0, 79300000000.0, 79300000000.0, 79300000000.0, 79300000000.0, 79300000000.0]
towerse.section_L | output | m | [2.5900000000000016, 2.5900000000000016, 2.59, 2.59, 2.59, 2.5899999999999963, 2.5900000000000034, 2.5900000000000034, 2.5899999999999963, 2.5900000000000034, 2.589999999999989, 2.5900000000000034, 2.5899999999999963, 2.5900000000000105, 2.5899999999999963, 2.5899999999999963, 2.5900000000000105, 2.5900000000000034, 2.5899999999999963, 2.589999999999989, 2.5900000000000034, 2.589999999999989, 2.5900000000000034, 2.5900000000000034, 2.5900000000000034, 2.5900000000000034, 2.5900000000000034, 2.5900000000000034, 2.589999999999989, 2.5900000000000034]
towerse.post.cylinder_Fz | intermediate | N | [[-4026475.7703797673], [-3910668.7922424837], [-3796365.3078046013], [-3686919.107403263], [-3579008.573430181], [-3472640.7364643547], [-3370960.2646675673], [-3270727.3519144505], [-3171946.226215652], [-3077649.6495588874], [-2984765.107347947], [-2893295.521247862], [-2806160.257969909], [-2720452.248452293], [-2636173.7528715483], [-2556044.8729324047], [-2477248.8040409777], [-2399787.330046348], [-2326267.816674191], [-2254039.4528105343], [-2183103.7652124986], [-2115928.5381744206], [-2050002.1066892315], [-1985325.8157792632], [-1924251.4778249373], [-1864430.1506802621], [-1805863.1376200505], [-1750710.4491013098], [-1696720.797540902], [-1643895.3805379441]]
towerse.post.cylinder_Vx | intermediate | N | [[1147451.0688881995], [1147472.7983317003], [1147494.0826244801], [1147513.0081121363], [1147533.3343829587], [1147553.1471462622], [1147568.7699207515], [1147587.5915138125], [1147605.8017108887], [1147617.9843802005], [1147634.969494149], [1147651.2442875952], [1147659.7496619523], [1147674.4956074655], [1147688.4237735718], [1147693.1998176873], [1147705.6607949883], [1147717.1486881077], [1147718.0381445587], [1147727.5964382738], [1147736.0070212781], [1147732.6999190003], [1147738.8191488087], [1147743.5744052231], [1147735.6932800561], [1147737.4756115675], [1147737.6240436882], [1147724.9700311124], [1147721.995442897], [1147717.0300756544]]
towerse.post.cylinder_Vy | intermediate | N | [[7194.287652221625], [7192.374230173649], [7190.426574026002], [7188.613330283668], [7186.5931150713], [7184.534201884642], [7182.784151909873], [7180.631924879737], [7178.437634399161], [7176.751807227731], [7174.458330644295], [7172.117237458006], [7170.50520150736], [7168.060908649117], [7165.560237485915], [7164.006241342053], [7161.347138095647], [7158.625017464161], [7157.123533573002], [7154.240001644939], [7151.283246465027], [7149.841333895922], [7146.6926942281425], [7143.458196178079], [7142.087698176503], [7138.659009139985], [7135.124721094966], [7133.782396920025], [7129.915542963892], [7125.926283266395]]
towerse.post.cylinder_Mxx | intermediate | N*m | [[7563950.422554348], [7582072.676272565], [7599858.02144458], [7617305.85496521], [7634414.052614003], [7651186.681807078], [7667621.84019313], [7683715.7442970425], [7699472.73655045], [7714890.273215741], [7729962.496394761], [7744693.221900724], [7759078.211140975], [7773108.165741086], [7786785.083686911], [7800102.106565237], [7813046.926553085], [7825621.396018431], [7837816.893371373], [7849617.236004308], [7861022.654952988], [7872021.106170133], [7882591.12219432], [7892730.594970271], [7902422.405546933], [7911636.789029881], [7920366.0759572685], [7928585.178123787], [7936255.728923738], [7943366.885532334]]
towerse.post.cylinder_Myy | intermediate | N*m | [[85924944.72450985], [82946701.84596542], [79964789.49277177], [76979338.15635875], [73990494.18936178], [70998455.76956743], [68003351.58828771], [65005324.12771964], [62004579.18273908], [59001252.66164535], [55995483.1623677], [52987478.35461378], [49977376.62570596], [46965309.032277465], [43951480.378454566], [40936032.810910344], [37919102.33089256], [34900906.47505462], [31881603.348581076], [28861337.76768148], [25840336.81722963], [22818775.614774764], [19796814.60079658], [16774696.208327115], [13752620.831900358], [10730774.2593984], [7709420.278654516], [4688799.644506156], [1669149.6424663067], [-1349221.2697505355]]
towerse.post.cylinder_Mzz | intermediate | N*m | [[747960.4745472241], [747959.4649656106], [747958.4522072087], [747959.4342140632], [747958.4785689401], [747957.5217611153], [747958.5608135132], [747957.5942137633], [747956.6263874406], [747957.709406721], [747956.7695995402], [747955.8295853178], [747957.0050555875], [747956.1374624505], [747955.2723550721], [747956.5423428525], [747955.6772176403], [747954.8148294335], [747956.1706551382], [747955.3523729531], [747954.5388799709], [747956.0213959991], [747955.2599694607], [747954.5059846466], [747956.1666568832], [747955.5246879628], [747954.8963048027], [747956.758382146], [747956.1598119374], [747955.5772777761]]
towerse.qdyn | output | Pa | [[167.55446547638007], [176.26320688160112], [183.66897249166948], [190.14602055898268], [195.92376454109598], [201.15378016900115], [205.9418468532038], [210.36493367374356], [214.4809245969694], [218.33453012910851], [221.96105753655215], [225.38891198426822], [228.64131136984747], [231.73749542665797], [234.69359902359514], [237.52329627467125], [240.2382844243317], [242.84865333025584], [245.3631717152896], [247.7895118438272], [250.13442795230108], [252.4038994708527], [254.60324710546584], [256.7372277629677], [258.81011281106436], [260.8257530862737], [262.787633270724], [264.6989176707918], [266.56248898908433], [268.38098134641376], [270.1568085539687]]
towerse.nodes_xyz | output | m | [[0.0, 0.0, 10.0], [0.0, 0.0, 12.590000000000002], [0.0, 0.0, 15.180000000000003], [0.0, 0.0, 17.770000000000003], [0.0, 0.0, 20.360000000000003], [0.0, 0.0, 22.950000000000003], [0.0, 0.0, 25.54], [0.0, 0.0, 28.130000000000003], [0.0, 0.0, 30.720000000000006], [0.0, 0.0, 33.31], [0.0, 0.0, 35.900000000000006], [0.0, 0.0, 38.489999999999995], [0.0, 0.0, 41.08], [0.0, 0.0, 43.669999999999995], [0.0, 0.0, 46.260000000000005], [0.0, 0.0, 48.85], [0.0, 0.0, 51.44], [0.0, 0.0, 54.03000000000001], [0.0, 0.0, 56.62000000000001], [0.0, 0.0, 59.21000000000001], [0.0, 0.0, 61.8], [0.0, 0.0, 64.39], [0.0, 0.0, 66.97999999999999], [0.0, 0.0, 69.57], [0.0, 0.0, 72.16], [0.0, 0.0, 74.75], [0.0, 0.0, 77.34], [0.0, 0.0, 79.93], [0.0, 0.0, 82.52000000000001], [0.0, 0.0, 85.11], [0.0, 0.0, 87.7]]
towerse.rna_mass | intermediate | kg | 182760.1781
towerse.rna_I | intermediate | kg*m**2 | [36227129.38459634, 24828007.67003149, 24710987.12752944, -16.111911623105698, -159979.4595859406, 19783.82516076196]
towerse.rna_cg | intermediate | m | [-3.1071002701523946, -0.11485714346630181, 1.4153620689219375]
towerse.tower.rna_F | intermediate | N | [[1147437.369965937], [7195.2250602684], [-1643895.380537944]]
towerse.tower.rna_M | intermediate | N*m | [[7943365.681740998], [-1349221.2911817606], [747893.3122147179]]
towerse.Px | output | N/m | [[0.0], [0.0], [0.0], [0.0], [0.0], [0.0], [0.0], [0.0], [0.0], [0.0], [0.0], [0.0], [0.0], [0.0], [0.0], [0.0], [0.0], [0.0], [0.0], [0.0], [0.0], [0.0], [0.0], [0.0], [0.0], [0.0], [0.0], [0.0], [0.0], [0.0], [0.0]]
towerse.Py | output | N/m | [[0.0], [0.0], [0.0], [0.0], [0.0], [0.0], [0.0], [0.0], [0.0], [0.0], [0.0], [0.0], [0.0], [0.0], [0.0], [0.0], [0.0], [0.0], [0.0], [0.0], [0.0], [0.0], [0.0], [0.0], [0.0], [0.0], [0.0], [0.0], [0.0], [0.0], [0.0]]
towerse.Pz | output | N/m | [[-769.291207020852], [-798.1685669010737], [-820.268250152238], [-837.4588070814473], [-850.4468566375148], [-860.418297876869], [-867.9127814801402], [-873.8033597016209], [-877.9298711211298], [-880.5224455291885], [-881.7634688870038], [-881.800037720606], [-880.7525189968696], [-878.1898409326058], [-874.7103235268835], [-870.384630073461], [-865.82698174893], [-860.5494373294756], [-854.5955361822658], [-848.0026498939823], [-840.8028835448393], [-833.0237983761851], [-824.6889961642888], [-815.8185952331057], [-806.4296206144953], [-795.9107764556007], [-784.8818675992129], [-773.3515720182027], [-761.9792835817409], [-750.1357459821979], [-737.8244613519317]]
towerse.tower_mass | output | kg | 248360.6563
towerse.tower_center_of_mass | output | m | 33.4101
towerse.tower_I_base | output | kg*m**2 | [397163004.1764836, 397163004.1764836, 1807845.110225665, 0.0, 0.0, 0.0]
rotorse.r | intermediate | m | [1.5, 3.620689655172414, 5.741379310344827, 7.862068965517241, 9.982758620689655, 12.10344827586207, 14.224137931034482, 16.344827586206897, 18.46551724137931, 20.586206896551726, 22.70689655172414, 24.827586206896548, 26.948275862068964, 29.06896551724138, 31.189655172413794, 33.310344827586206, 35.43103448275861, 37.551724137931025, 39.672413793103445, 41.793103448275865, 43.91379310344828, 46.03448275862069, 48.1551724137931, 50.27586206896552, 52.39655172413793, 54.51724137931034, 56.63793103448276, 58.75862068965517, 60.87931034482758, 63.0] | radial locations where blade is defined (should be increasing and not go all the way to hub or tip)
rotorse.chord | intermediate | m | [3.542, 3.5829065688610924, 3.8701677888975055, 4.113082662273744, 4.386184316700438, 4.5705983562554815, 4.6343256119198495, 4.646781924312676, 4.545529346958071, 4.426741607305162, 4.320291925514559, 4.205548041683577, 4.080209090674618, 3.9498741541952938, 3.8144707942245812, 3.6834791267944174, 3.5568910997434435, 3.4298965523912854, 3.3026551714743477, 3.1754137920031074, 3.0481724135647097, 2.9209310350823983, 2.793689656426132, 2.666448158844707, 2.5392068063848345, 2.416417405464169, 2.280796764281841, 2.1030278893097076, 1.5245990923819477, 1.419] | chord length at each section
rotorse.ccblade.theta_in | intermediate | rad | [0.23226842, 0.23226842, 0.23226842, 0.23226842, 0.23226842, 0.23177952995161583, 0.21529632586872785, 0.19721961079680533, 0.18514807171207343, 0.17410387663620222, 0.16383607496599703, 0.15332788873648878, 0.14234850717202885, 0.13117259544518314, 0.11978974334496972, 0.10878820207054614, 0.0981606238100572, 0.08749258678908103, 0.07684918273625144, 0.0666974599028185, 0.057119320423043685, 0.04915360521180829, 0.04213652661331365, 0.03497168732047607, 0.027827774414301336, 0.02059416410129949, 0.013479022333971994, 0.006780948827297131, 0.002377764073136631, 0.00185005] | twist angle at each section (positive decreases angle of attack)
rotorse.airfoils_cl | intermediate |  | [[[[-3.2526065174565133e-19]], [[3.469446951953614e-18]], [[-1.3877787807814457e-17]], [[3.469446951953614e-18]], [[-5.551115123125783e-17]], [[3.122502256758253e-17]], [[-5.551115123125783e-17]], [[1.1102230246251565e-16]], [[4.163336342344337e-17]], [[-6.938893903907228e-17]], [[-9.020562075079397e-17]], [[-5.551115123125783e-17]], [[-6.938893903907228e-17]], [[-8.326672684688674e-17]], [[-3.469446951953614e-17]], [[-6.938893903907228e-17]], [[-5.551115123125783e-17]], [[-7.632783294297951e-17]], [[0.0]], [[-3.469446951953614e-17]], [[-4.163336342344337e-17]], [[-6.938893903907228e-18]], [[0.0]], [[-2.0816681711721685e-17]], [[-2.168404344971009e-17]], [[3.469446951953614e-18]], [[1.3877787807814457e-17]], [[2.0816681711721685e-17]], [[-1.734723475976807e-18]], [[1.3877787807814457e-17]], [[0.0]], [[2.7755575615628914e-17]], [[0.0]], [[2.7755575615628914e-17]], [[2.7755575615628914e-17]], [[2.7755575615628914e-17]], [[8.326672684688674e-17]], [[5.551115123125783e-17]], [[0.0]], [[6.938893903907228e-17]], [[6.938893903907228e-17]], [[5.551115123125783e-17]], [[9.020562075079397e-17]], [[4.5102810375396984e-17]], [[4.336808689942018e-17]], [[9.020562075079397e-17]], [[-2.636779683484747e-16]], [[9.020562075079397e-17]], [[6.591949208711867e-17]], [[-2.2551405187698492e-17]], [[1.1188966420050406e-16]], [[6.765421556309548e-17]], [[-2.0816681711721685e-17]], [[-9.020562075079397e-17]], [[-1.734723475976807e-17]], [[9.020562075079397e-17]], [[-4.163336342344337e-17]], [[1.0061396160665481e-16]], [[-6.938893903907228e-18]], [[-6.938893903907228e-18]], [[9.020562075079397e-17]], [[1.249000902703301e-16]], [[3.469446951953614e-17]], [[-4.85722573273506e-17]], [[2.7755575615628914e-17]], [[2.0816681711721685e-17]], [[6.245004513516506e-17]], [[8.326672684688674e-17]], [[3.469446951953614e-17]], [[-6.938893903907228e-18]], [[1.0408340855860843e-16]], [[6.938893903907228e-18]], [[6.938893903907228e-18]], [[-2.0816681711721685e-17]], [[0.0]], [[-2.0816681711721685e-17]], [[0.0]], [[0.0]], [[0.0]], [[0.0]], [[-1.3877787807814457e-17]], [[-2.0816681711721685e-17]], [[2.2551405187698492e-17]], [[-2.7755575615628914e-17]], [[0.0]], [[-1.3877787807814457e-17]], [[2.7755575615628914e-17]], [[5.551115123125783e-17]], [[4.163336342344337e-17]], [[-2.7755575615628914e-17]], [[1.3877787807814457e-17]], [[-4.163336342344337e-17]], [[2.0816681711721685e-17]], [[1.3877787807814457e-17]], [[1.734723475976807e-17]], [[-2.168404344971009e-19]], [[-6.938893903907228e-18]], [[-1.3877787807814457e-17]], [[0.0]], [[-2.7755575615628914e-17]], [[0.0]], [[-1.3877787807814457e-17]], [[4.85722573273506e-17]], [[1.3877787807814457e-17]], [[6.938893903907228e-18]], [[-6.938893903907228e-17]], [[-3.469446951953614e-17]], [[-4.85722573273506e-17]], [[8.326672684688674e-17]], [[2.0816681711721685e-17]], [[1.734723475976807e-17]], [[-1.3314002678121994e-16]], [[1.0408340855860843e-17]], [[9.020562075079397e-17]], [[-8.326672684688674e-17]], [[-8.326672684688674e-17]], [[0.0]], [[1.6653345369377348e-16]], [[-2.7755575615628914e-17]], [[-2.7755575615628914e-17]], [[-9.020562075079397e-17]], [[-2.168404344971009e-19]], [[4.163336342344337e-17]], [[-1.5265566588595902e-16]], [[0.0]], [[9.020562075079397e-17]], [[-9.71445146547012e-17]], [[1.6653345369377348e-16]], [[-1.1102230246251565e-16]], [[0.0]], [[-2.220446049250313e-16]], [[0.0]], [[-2.220446049250313e-16]], [[-2.220446049250313e-16]], [[0.0]], [[-4.440892098500626e-16]], [[-2.220446049250313e-16]], [[-4.440892098500626e-16]], [[-2.220446049250313e-16]], [[0.0]], [[-2.220446049250313e-16]], [[-2.220446049250313e-16]], [[2.220446049250313e-16]], [[-2.220446049250313e-16]], [[-4.440892098500626e-16]], [[-2.220446049250313e-16]], [[-2.220446049250313e-16]], [[-4.440892098500626e-16]], [[-2.220446049250313e-16]], [[0.0]], [[-4.440892098500626e-16]], [[-2.220446049250313e-16]], [[-4.440892098500626e-16]], [[-4.440892098500626e-16]], [[0.0]], [[-2.220446049250313e-16]], [[0.0]], [[0.0]], [[0.0]], [[-2.220446049250313e-16]], [[-2.220446049250313e-16]], [[-2.220446049250313e-16]], [[-1.1102230246251565e-16]], [[-1.1102230246251565e-16]], [[-1.1102230246251565e-16]], [[-1.1102230246251565e-16]], [[0.0]], [[0.0]], [[-5.551115123125783e-17]], [[0.0]], [[0.0]], [[2.6020852139652106e-18]], [[8.673617379884035e-18]], [[-2.7755575615628914e-17]], [[3.469446951953614e-18]], [[2.233456475320139e-17]], [[-1.0408340855860843e-17]], [[1.0408340855860843e-17]], [[2.7755575615628914e-17]], [[9.020562075079397e-17]], [[6.938893903907228e-18]], [[4.85722573273506e-17]], [[4.85722573273506e-17]], [[1.0408340855860843e-16]], [[7.632783294297951e-17]], [[-1.3877787807814457e-17]], [[-8.326672684688674e-17]], [[-6.938893903907228e-18]], [[1.0408340855860843e-16]], [[1.0408340855860843e-16]], [[3.469446951953614e-17]], [[7.979727989493313e-17]], [[-5.204170427930421e-17]], [[5.898059818321144e-17]], [[6.591949208711867e-17]], [[3.469446951953614e-18]], [[3.469446951953614e-17]], [[3.382710778154774e-17]], [[-1.734723475976807e-18]], [[-3.577867169202165e-18]]], [[[3.6286464151860133e-06]], [[0.0034333523603505035]], [[0.006982054591597528]], [[0.010135367843197227]], [[0.012715139123400988]], [[0.015019166839764207]], [[0.01699725515574055]], [[0.018572064835236688]], [[0.019785365861451]], [[0.020643025000632916]], [[0.021191010795397154]], [[0.021403647500243712]], [[0.021425243343048822]], [[0.021105894014364475]], [[0.020572952457240633]], [[0.019784936528533602]], [[0.018787429406339262]], [[0.017594560466258624]], [[0.016206481305985822]], [[0.014664316064071897]], [[0.012965199068566538]], [[0.011135002761043889]], [[0.009191527308637558]], [[0.007143110941807062]], [[0.0050183338354988045]], [[0.0028254652016777085]], [[0.0005862537230250028]], [[3.53057736847788e-05]], [[4.695365700991064e-06]], [[-0.0023101149818390704]], [[-0.005989190295661695]], [[-0.009649576858093228]], [[-0.012980552499139292]], [[-0.015123405090382347]], [[-0.01717864837943403]], [[-0.019137350976026285]], [[-0.020981587765348836]], [[-0.0226876691611749]], [[-0.024254440023693313]], [[-0.02564587242517581]], [[-0.026859047627393884]], [[-0.027879334288537325]], [[-0.028666042449640293]], [[-0.029253323064671422]], [[-0.029576870735660628]], [[-0.029605800971204084]], [[-0.02918868111843538]], [[-0.028958730216717937]], [[-0.02800488100880659]], [[-0.02677099582015177]], [[-0.025237399500513073]], [[-0.024885200086627188]], [[-0.02451228866985946]], [[-0.024120861825900355]], [[-0.023713116642889723]], [[-0.023291250696669857]], [[-0.022857462026572257]], [[-0.022413949109601167]], [[-0.02196291083094591]], [[-0.02149269860487095]], [[-0.020992998031044346]], [[-0.02048136746884286]], [[-0.019953485506146167]], [[-0.019408953961385395]], [[-0.01884896466329878]], [[-0.018269498121503275]], [[-0.01767066898283875]], [[-0.01702062198620031]], [[-0.016305151170600586]], [[-0.015490508276009007]], [[-0.014554847900312341]], [[-0.01347680100568218]], [[-0.012224044079785296]], [[-0.010780103427082556]], [[-0.009115236220121448]], [[-0.0072034203816592896]], [[-0.005021812556021396]], [[-0.0025651400292472926]], [[-0.00020256812450927808]], [[-0.00017558778419515808]], [[-0.00015055336779316864]], [[-0.00012764191425871513]], [[-0.00010747540003410751]], [[-8.990661389916832e-05]], [[-7.482496418438622e-05]], [[-6.19127548554671e-05]], [[-5.08498875811253e-05]], [[-4.1358711054012565e-05]], [[-3.317540076862302e-05]], [[-2.6095964485883805e-05]], [[-1.9941726901215318e-05]], [[-1.4587248212086235e-05]], [[-9.944002082519499e-06]], [[-5.9322419856608355e-06]], [[-2.579142942164131e-06]], [[6.247271733056978e-05]], [[0.0017851031126514608]], [[0.003722404582821817]], [[0.005921904841767897]], [[0.008462628268313316]], [[0.011401087861565795]], [[0.01100748743582524]], [[0.01063128450745809]], [[0.011277110037500478]], [[0.012671477768388742]], [[0.014341174302951676]], [[0.016107813344815092]], [[0.017492744661449205]], [[0.018429308143702743]], [[0.018832302214383007]], [[0.01886425778257681]], [[0.01861011503576028]], [[0.018188838655455425]], [[0.01770194260466522]], [[0.017248702842263805]], [[0.01694358678067001]], [[0.01692340082604736]], [[0.017339390395896714]], [[0.018340646254871737]], [[0.020084055296898745]], [[0.02273138013179634]], [[0.026455050946389957]], [[0.03130454137513572]], [[0.037234188837040744]], [[0.04372971327239476]], [[0.050895454653563585]], [[0.05828179174707092]], [[0.06565884846661463]], [[0.07288775364059497]], [[0.07974250579870668]], [[0.08602469833361193]], [[0.08969426580406314]], [[0.09044996763427604]], [[0.09114188187544192]], [[0.09178223697337984]], [[0.09236850406921726]], [[0.09290715231647795]], [[0.09340243722191777]], [[0.09385842190419491]], [[0.09427958305254647]], [[0.09467020319296227]], [[0.09503439546223413]], [[0.09537677646200615]], [[0.0956882749941026]], [[0.09598340400522343]], [[0.09625553011492971]], [[0.09649636115401972]], [[0.09671782714581556]], [[0.09691666174319069]], [[0.09708191340204442]], [[0.0974691215194472]], [[0.09738869220845747]], [[0.09639870845804066]], [[0.09483275858561435]], [[0.09239959241950313]], [[0.08919615949508786]], [[0.0851772304258891]], [[0.08023033937240953]], [[0.07446335518243496]], [[0.06789936118584627]], [[0.06082965837937748]], [[0.053520900271468275]], [[0.046128809422248174]], [[0.039033161306832764]], [[0.032348144712751825]], [[0.0263464971721456]], [[0.020922899791396943]], [[0.016024770982472347]], [[0.011517964886144372]], [[0.007316236279959448]], [[0.0033097240368567815]], [[-1.3903601955795111e-06]], [[-2.9669126199215537e-05]], [[-0.0004976929625990015]], [[-0.0029596241552624393]], [[-0.005341089250064045]], [[-0.00762201466143031]], [[-0.00979717593146191]], [[-0.011839779261324526]], [[-0.01374466050773663]], [[-0.015496645400200668]], [[-0.017071821711378422]], [[-0.01847724717671012]], [[-0.019672717759809867]], [[-0.020661788662012043]], [[-0.02143675739063336]], [[-0.02193795631893574]], [[-0.02223029352001195]], [[-0.02219626260196552]], [[-0.02195280812627482]], [[-0.021386070545867483]], [[-0.020516971992374934]], [[-0.019303835390194788]], [[-0.017742443043099458]], [[-0.015796398100095466]], [[-0.013539972197444763]], [[-0.011023303460916815]], [[-0.00796885439654528]], [[-0.0045054143994990485]], [[3.628646415186989e-06]]], [[[0.000554997381521124]], [[0.03955369381292201]], [[0.07926682634502244]], [[0.11466565787236206]], [[0.14368137359661623]], [[0.16961456603825192]], [[0.19190438345371913]], [[0.20968787493772117]], [[0.223418930963253]], [[0.23317209946717146]], [[0.23946293811706568]], [[0.2420432322280406]], [[0.24236488229196385]], [[0.23897048300786003]], [[0.2332215343433016]], [[0.22456829849379062]], [[0.2136012984185528]], [[0.20046371748921418]], [[0.18516259239905047]], [[0.16816766242202508]], [[0.14945382420294379]], [[0.12932499144064658]], [[0.10799878843151292]], [[0.08559791753428701]], [[0.0624871043407216]], [[0.03883787404780926]], [[0.015037876754201589]], [[0.005167351226945054]], [[0.0008093744722034706]], [[-0.023218847640568183]], [[-0.06019704562698049]], [[-0.0969874039281162]], [[-0.13107133739731527]], [[-0.1556314553847309]], [[-0.1792830934566283]], [[-0.20192539296106854]], [[-0.22335833441571906]], [[-0.24332300971516502]], [[-0.26179795384632076]], [[-0.2783933226495691]], [[-0.2930700453886933]], [[-0.3056599771608832]], [[-0.3157344461336409]], [[-0.32362348402390867]], [[-0.328639774528687]], [[-0.33052162674899516]], [[-0.32752260368683506]], [[-0.32497002683796733]], [[-0.3144009385947735]], [[-0.30080189232308713]], [[-0.28391126183610244]], [[-0.280043510510021]], [[-0.2759479595767463]], [[-0.2716496521152564]], [[-0.26717369341571606]], [[-0.2625452479752486]], [[-0.2577895365584439]], [[-0.25293183306322586]], [[-0.24799746094107653]], [[-0.24285692162872052]], [[-0.23739512805800791]], [[-0.2318083626720767]], [[-0.22604905856688268]], [[-0.22011330936710638]], [[-0.21401411322141362]], [[-0.20771100742845583]], [[-0.20120606013236167]], [[-0.19418042172237146]], [[-0.18649788729210012]], [[-0.17783378824019658]], [[-0.1679929273258932]], [[-0.15679693157384017]], [[-0.14397765655019581]], [[-0.12943778653381527]], [[-0.11297114556606233]], [[-0.09442435626012698]], [[-0.07368414267110446]], [[-0.05080076105112559]], [[-0.02873070616586157]], [[-0.02525516936000237]], [[-0.022008689716737424]], [[-0.019011889997020588]], [[-0.016341389398499093]], [[-0.013979507218410226]], [[-0.011913554145812702]], [[-0.010105607334711775]], [[-0.008517096869574393]], [[-0.007115225481026451]], [[-0.005868284398054396]], [[-0.004752120760315809]], [[-0.0037457467067996547]], [[-0.0028342403816914996]], [[-0.0020082005931734877]], [[-0.0012566266558930728]], [[-0.0005836198310652969]], [[0.0006279100896683546]], [[0.017941980170338333]], [[0.03741369825509115]], [[0.059520762968035656]], [[0.08505744430275279]], [[0.1145917515255815]], [[0.11876653760970425]], [[0.11988490549454507]], [[0.12901274595498452]], [[0.14613522834582965]], [[0.16605616433937986]], [[0.18692823416855817]], [[0.2039704713802936]], [[0.21655300319127826]], [[0.22389852342861766]], [[0.22763463351437857]], [[0.2286081335554337]], [[0.22793480750888653]], [[0.2265709618170946]], [[0.2253801305789473]], [[0.22539791815371937]], [[0.22783717758284822]], [[0.23404823482176237]], [[0.245381489731325]], [[0.26330018566431]], [[0.2893905489048166]], [[0.3254784710426981]], [[0.37248807701608216]], [[0.4307710966391422]], [[0.49641093416225207]], [[0.571899623022681]], [[0.6428362105239717]], [[0.7035564574020607]], [[0.7629301545630991]], [[0.8191798543950342]], [[0.8707462614418278]], [[0.9015124824129803]], [[0.9091080028937174]], [[0.9160623975763489]], [[0.9224985739449555]], [[0.9283911145682368]], [[0.9338050405776857]], [[0.938783123854274]], [[0.9433662025960038]], [[0.9475992717776583]], [[0.9515253748491312]], [[0.9551858527381425]], [[0.9586271066719169]], [[0.9617579625011167]], [[0.9647242891114395]], [[0.9674594147350372]], [[0.9698799952029832]], [[0.9721059385700908]], [[0.9741044149482869]], [[0.9757653509274207]], [[0.9796571599299401]], [[0.9788487690349432]], [[0.9688984929455422]], [[0.9531592107944493]], [[0.9287035819884093]], [[0.8965060413536297]], [[0.8561119906377251]], [[0.8063910414346718]], [[0.7484273780217013]], [[0.682453009767935]], [[0.6113957881066919]], [[0.5379358338258823]], [[0.46363830642027987]], [[0.3923203097845644]], [[0.32512954958739715]], [[0.26480729682801696]], [[0.21029499668824775]], [[0.16106415431357146]], [[0.11576647652745739]], [[0.0735351170059677]], [[0.033265867174682925]], [[-0.0002744792436787649]], [[-0.004388215979590793]], [[-0.013896429186871565]], [[-0.039925453054567114]], [[-0.06557285030112213]], [[-0.0904041616150787]], [[-0.11424663699855211]], [[-0.13673515908887376]], [[-0.15776989069234976]], [[-0.17715421393141206]], [[-0.19460062962893104]], [[-0.21017654722371756]], [[-0.2234197525908507]], [[-0.23436210024985027]], [[-0.24292659821255239]], [[-0.24837779371243043]], [[-0.2515087564558672]], [[-0.25105718318152537]], [[-0.24814646410361552]], [[-0.2416355863898199]], [[-0.23172579770663398]], [[-0.217945269628931]], [[-0.20023713656459383]], [[-0.17820152254102678]], [[-0.15267110742884554]], [[-0.12421191205613576]], [[-0.08970799965841046]], [[-0.05055988567394795]], [[0.0005549973815211261]]], [[[0.003446250323421631]], [[0.08794343594834059]], [[0.1709004187583902]], [[0.245116021648353]], [[0.3061867718729191]], [[0.360858112884096]], [[0.4079906686584319]], [[0.44581863600527966]], [[0.4752027972701184]], [[0.4963472140120287]], [[0.510321431601575]], [[0.5168230185542028]], [[0.5179397379207022]], [[0.5118752124040371]], [[0.5010732669607827]], [[0.48392473249707735]], [[0.46207124203694244]], [[0.43571365983152854]], [[0.4048711075945911]], [[0.37054325900702745]], [[0.33267647573963194]], [[0.29192874053851703]], [[0.24878002892178608]], [[0.20353184713276268]], [[0.15702017936948945]], [[0.10973538922654646]], [[0.06273588379507672]], [[0.0298276272272894]], [[0.005911652158337274]], [[-0.04053933317314878]], [[-0.10510203290397593]], [[-0.1693367708124746]], [[-0.23073331055401788]], [[-0.2830503486236246]], [[-0.33369403539128184]], [[-0.38245365329352055]], [[-0.4289179880628183]], [[-0.47257004131703745]], [[-0.5133415695910569]], [[-0.5504653479583461]], [[-0.5838427689423658]], [[-0.6131144271935631]], [[-0.6374703758960955]], [[-0.6574455739166021]], [[-0.6717120327672851]], [[-0.679964974796156]], [[-0.7163692590450227]], [[-0.7494686634823067]], [[-0.767355601491432]], [[-0.7793057244041747]], [[-0.7843344459909042]], [[-0.7844868471322151]], [[-0.7841718737880545]], [[-0.7834438369361896]], [[-0.7823572768570412]], [[-0.7809669520604774]], [[-0.7793278284512136]], [[-0.7774950677767878]], [[-0.775524014432963]], [[-0.7674675909511817]], [[-0.7568743029621721]], [[-0.7460420035723665]], [[-0.734874323554523]], [[-0.7233639002240696]], [[-0.7115338505677571]], [[-0.6993205507876439]], [[-0.6867286364682539]], [[-0.6732690215706834]], [[-0.6587451527113979]], [[-0.6426897740396037]], [[-0.6248575286843033]], [[-0.605056729299492]], [[-0.5830063550522275]], [[-0.5587136406061008]], [[-0.5320770304710231]], [[-0.5031114903304286]], [[-0.47191088225765065]], [[-0.4387995470548439]], [[-0.40653574541216825]], [[-0.39127687611145545]], [[-0.37677447104522316]], [[-0.36309390265477837]], [[-0.3505311773366446]], [[-0.3390234593162446]], [[-0.32853298784186946]], [[-0.3189278796914289]], [[-0.31006951814556505]], [[-0.30184814401948656]], [[-0.29415079104214925]], [[-0.28689591906708023]], [[-0.2634757085374666]], [[-0.20918460714290044]], [[-0.15469495715754178]], [[-0.10004374870628076]], [[-0.04521471413131098]], [[0.009077469159387303]], [[0.04792324608313193]], [[0.08431095000547834]], [[0.11769636885452961]], [[0.14717464065866384]], [[0.17209866809733]], [[0.20935007143214054]], [[0.25405979314464255]], [[0.2937849195179759]], [[0.3244909334002433]], [[0.35227413833053983]], [[0.3791503943457748]], [[0.41008159700889446]], [[0.4456893199967287]], [[0.48668165134347613]], [[0.5314184459365763]], [[0.5790422246220444]], [[0.6285568470634947]], [[0.6790574520896413]], [[0.7299095741382826]], [[0.7802175666303659]], [[0.8290056485803097]], [[0.8751676845680558]], [[0.9175642677454665]], [[0.9548903947444174]], [[0.9856046409753109]], [[1.0077228374283826]], [[1.0196542582269974]], [[1.0197990930233412]], [[1.010158056153678]], [[0.986020902439976]], [[1.0504755121405291]], [[1.1145749300651435]], [[1.1767682411951867]], [[1.2354945891827565]], [[1.289389175957012]], [[1.3240107110413815]], [[1.3372722363400829]], [[1.3494143773895027]], [[1.3606517265554539]], [[1.3709399058510598]], [[1.3803924400021663]], [[1.400261742499493]], [[1.45361113912027]], [[1.5073592796734336]], [[1.5614571274570408]], [[1.6162505023096052]], [[1.6706298802633033]], [[1.7223538208488607]], [[1.771216178564468]], [[1.8172249799476083]], [[1.8603762759994027]], [[1.8999160449567956]], [[1.8958295604486992]], [[1.8911537416674806]], [[1.8604487103171627]], [[1.8215372867903046]], [[1.7666644367764972]], [[1.701684175356696]], [[1.6214854635397193]], [[1.565269632015473]], [[1.4947429674051245]], [[1.4079318492725426]], [[1.3067292271868085]], [[1.1915401817643114]], [[1.067476643905939]], [[0.9392180150724045]], [[0.8094970115125932]], [[0.684978169250789]], [[0.5676653440858166]], [[0.46234470370680225]], [[0.36716804672492676]], [[0.28121263875994584]], [[0.2021244049178514]], [[0.12838986044349845]], [[0.0580810940131215]], [[-0.0023047456111090613]], [[-0.025795429145548877]], [[-0.05971346283194946]], [[-0.11056237700347643]], [[-0.16158833482178464]], [[-0.2115087433887984]], [[-0.25975614755900395]], [[-0.3054464295546959]], [[-0.3482913059118211]], [[-0.38782791538188083]], [[-0.4234117017224645]], [[-0.4551630816649498]], [[-0.48208291880827114]], [[-0.5042164444662339]], [[-0.5214668591649311]], [[-0.5319520489424049]], [[-0.5376846393103278]], [[-0.536351834349763]], [[-0.529254100121816]], [[-0.5147705552786614]], [[-0.49313760519457733]], [[-0.46334714204267763]], [[-0.4252243761293034]], [[-0.37798505154395745]], [[-0.3233628399557231]], [[-0.2625550647583376]], [[-0.18903482115985693]], [[-0.10495769553570546]], [[0.0034462503234216416]]], [[[0.008737706184140867]], [[0.12538700159794747]], [[0.23388006072491999]], [[0.33103694014966156]], [[0.4114105498816407]], [[0.48353434621875396]], [[0.5460297258560243]], [[0.5967023401703568]], [[0.6364665301756024]], [[0.6656947677720975]], [[0.6857492883816312]], [[0.6967117453320096]], [[0.699159215977703]], [[0.6935459771923957]], [[0.6821125650290454]], [[0.6617537721730091]], [[0.6354645285644285]], [[0.6032673021834164]], [[0.5651597676051392]], [[0.5224394691804877]], [[0.4749748985262553]], [[0.42359439898668544]], [[0.36886871304989893]], [[0.3111186334011202]], [[0.2513439342844951]], [[0.19002746083462535]], [[0.12829141690025053]], [[0.0702061957862052]], [[0.017113771896199937]], [[-0.04517271800410114]], [[-0.11711451872557517]], [[-0.18869087369951118]], [[-0.25892944782501864]], [[-0.32635024922536504]], [[-0.39182214941311977]], [[-0.4550768688550691]], [[-0.5155962543890695]], [[-0.5727414097240132]], [[-0.6264065414217119]], [[-0.6756530247071282]], [[-0.7203415943287631]], [[-0.7600081113537792]], [[-0.7936905882552243]], [[-0.8219452235875795]], [[-0.8431685170714386]], [[-0.8571679587577383]], [[-0.8986593300284967]], [[-0.9336699134576669]], [[-0.9537493179875978]], [[-0.9666628677674187]], [[-0.9698458872164005]], [[-0.9695306155969766]], [[-0.9686027890002009]], [[-0.9671370356278826]], [[-0.9652081884125915]], [[-0.9628912751310483]], [[-0.9602615087305502]], [[-0.957394277014854]], [[-0.9543651308635]], [[-0.9451576824342227]], [[-0.9332477814274859]], [[-0.921036836176943]], [[-0.9084033681404605]], [[-0.8953361969769619]], [[-0.8818534483060048]], [[-0.8679120606988397]], [[-0.8535128430554539]], [[-0.8383612099168444]], [[-0.8223384257144951]], [[-0.8051782211559346]], [[-0.7867559532580878]], [[-0.7669915599625055]], [[-0.7457820704284135]], [[-0.7232020156938128]], [[-0.6992971856677419]], [[-0.6741975254980878]], [[-0.6480811812577374]], [[-0.6212883857901741]], [[-0.5944231433256184]], [[-0.5709034862275144]], [[-0.5477043252637515]], [[-0.5248410223728379]], [[-0.5026328211361549]], [[-0.48103304876010766]], [[-0.4600444081733607]], [[-0.43958106021521615]], [[-0.41953357868545693]], [[-0.3949532772433452]], [[-0.34513066385064606]], [[-0.29533624909718176]], [[-0.24556684273962148]], [[-0.19581877613829743]], [[-0.14609808084025225]], [[-0.09639086757879381]], [[-0.04670456020337011]], [[0.003126011311770993]], [[0.054660269669850395]], [[0.10669775342550483]], [[0.15934987559864494]], [[0.2128018827320555]], [[0.2671862508775934]], [[0.3219894764880906]], [[0.3759549757829176]], [[0.430456886482316]], [[0.4862280697027821]], [[0.5423744495229522]], [[0.5986058842573726]], [[0.6542196363723964]], [[0.7091131491575765]], [[0.7631817766163864]], [[0.8166151504645693]], [[0.8695199036985963]], [[0.9219910323229462]], [[0.9741519537177451]], [[1.0260299304714091]], [[1.0777310168218852]], [[1.1293423884644829]], [[1.180967528197454]], [[1.232716693226324]], [[1.2847228394197556]], [[1.3371553111892052]], [[1.3902506404757784]], [[1.4442524550971907]], [[1.4994590788312359]], [[1.5558499589143844]], [[1.6141493982665338]], [[1.669724714714936]], [[1.720924378779159]], [[1.771920998352222]], [[1.822684880733719]], [[1.8731910975487982]], [[1.9230984744815671]], [[1.9723660883373793]], [[2.0214841732690876]], [[2.0447388511732862]], [[2.056202903137611]], [[2.066735801096448]], [[2.076420758573035]], [[2.08533722707292]], [[2.093572745191426]], [[2.1012110547943887]], [[2.106438646063825]], [[2.105557914698554]], [[2.1040732978061447]], [[2.1022685861302737]], [[2.100014068454669]], [[2.0971475970836972]], [[2.0939024554614964]], [[2.0902147724046647]], [[2.0858703979608237]], [[2.05594198778811]], [[2.0168692476374326]], [[1.9600107926956758]], [[1.891889714285391]], [[1.806810814558342]], [[1.7441698753508657]], [[1.6655824669540433]], [[1.5688493968200423]], [[1.456079966468818]], [[1.327725554623718]], [[1.1894823529822225]], [[1.046564588470806]], [[0.9020173092151711]], [[0.7632667648077152]], [[0.6325458388662956]], [[0.5151877272384562]], [[0.40913299101346506]], [[0.31335343321103554]], [[0.22522592332989944]], [[0.14306399504966447]], [[0.06471938919217889]], [[-0.00728384344432345]], [[-0.06191612487807218]], [[-0.12321435719963401]], [[-0.18916180764419727]], [[-0.2546933409762522]], [[-0.3184631230332414]], [[-0.379901082907166]], [[-0.43793657518376683]], [[-0.49224214144245976]], [[-0.5422391884751484]], [[-0.587085119895593]], [[-0.6269567820905951]], [[-0.6605239904402816]], [[-0.6878321265206963]], [[-0.708915512656222]], [[-0.7205906606508199]], [[-0.7262576042237028]], [[-0.7236560472651968]], [[-0.7121427972571852]], [[-0.6913221924376737]], [[-0.6610936424805295]], [[-0.6201000622129575]], [[-0.5679853033776412]], [[-0.5038511896451923]], [[-0.429931591743071]], [[-0.34780727272054734]], [[-0.24895788242232178]], [[-0.13369580816681076]], [[0.008737706184140902]]], [[[0.012830989633557013]], [[0.14288998331474473]], [[0.2588953697870573]], [[0.3626497086084692]], [[0.44882496750302914]], [[0.526301423289706]], [[0.5937237164549868]], [[0.6488645468499761]], [[0.6925016335061674]], [[0.7251286130794816]], [[0.7481601466332579]], [[0.7621168106651581]], [[0.7656319122838285]], [[0.7617572848721657]], [[0.7519900260734421]], [[0.732108629218903]], [[0.7060623182523112]], [[0.673646922881346]], [[0.6348190946437857]], [[0.5909354178177045]], [[0.5417741720350137]], [[0.48815582423786263]], [[0.4305900165978291]], [[0.36927803598783654]], [[0.3050927179134455]], [[0.23821181232725636]], [[0.16924659366580108]], [[0.09871843978168501]], [[0.02687063255620007]], [[-0.04536209174387945]], [[-0.11765743895831646]], [[-0.1895858650999965]], [[-0.260575886482017]], [[-0.33035717990127467]], [[-0.3981614060158701]], [[-0.4637114690628324]], [[-0.5264732874348061]], [[-0.5857908289226813]], [[-0.6415511601853775]], [[-0.6927923762663258]], [[-0.7393679692560504]], [[-0.7807970842423896]], [[-0.816099597349648]], [[-0.8458251861696647]], [[-0.8683408103663209]], [[-0.8834814212071219]], [[-0.9275852754727723]], [[-0.9659127935570994]], [[-0.9934651236070996]], [[-1.0137828678332306]], [[-1.0228300625226707]], [[-1.0237783275944397]], [[-1.0240583985143117]], [[-1.0237548230488216]], [[-1.0229538223620382]], [[-1.0217369480309655]], [[-1.0201864959412945]], [[-1.0183849854093787]], [[-1.0164150207189517]], [[-1.0082484367429578]], [[-0.9973398421302958]], [[-0.9861038615529854]], [[-0.9744138079419274]], [[-0.962254871766293]], [[-0.9496340467859171]], [[-0.9365391316553042]], [[-0.9229636430725355]], [[-0.908886031631403]], [[-0.8942806964963754]], [[-0.879123583630563]], [[-0.8633893307653963]], [[-0.8470482229452517]], [[-0.8300781712321526]], [[-0.8124450376861977]], [[-0.7941229075745037]], [[-0.7750783485382913]], [[-0.7552607095181443]], [[-0.7347119226896445]], [[-0.7133189415673413]], [[-0.6910505197131236]], [[-0.6679662903911041]], [[-0.6439683202765455]], [[-0.6191764145555412]], [[-0.5936126630714393]], [[-0.552991178013111]], [[-0.5033811254045724]], [[-0.45354665001051275]], [[-0.4035279424015864]], [[-0.3533394803005343]], [[-0.3030091995906445]], [[-0.2525680100713847]], [[-0.20203013976781076]], [[-0.15145261617597164]], [[-0.10075737494344734]], [[-0.04999320748725446]], [[0.001446833840764133]], [[0.05376543005581459]], [[0.10770919300794836]], [[0.16363672584242334]], [[0.22214410817243546]], [[0.28365716765965177]], [[0.34861824145923886]], [[0.4166575405714971]], [[0.48703273422548143]], [[0.5589605341264012]], [[0.6312715727040589]], [[0.7035226694279335]], [[0.7745320862213401]], [[0.8440157874533583]], [[0.9116985130939147]], [[0.9776770047504908]], [[1.0420565164538622]], [[1.1048372235310329]], [[1.1662627036120703]], [[1.226193446154702]], [[1.2848152308159955]], [[1.342173395037985]], [[1.3983355462182157]], [[1.4533741745788564]], [[1.5073566238878817]], [[1.5603485325073718]], [[1.612412122046774]], [[1.6636007794336627]], [[1.7139371872350002]], [[1.7634517749000371]], [[1.8121374970381336]], [[1.8602881068737647]], [[1.9080247043364915]], [[1.9551402890492384]], [[1.9788123052598863]], [[1.9962290968404288]], [[2.012286893020663]], [[2.027085635131155]], [[2.040635622804686]], [[2.0531780039500735]], [[2.0646661651323823]], [[2.075225480645803]], [[2.0849385086484897]], [[2.0938829049099645]], [[2.102145611752994]], [[2.1098103205947556]], [[2.115063656379783]], [[2.1142078444024093]], [[2.1127470171102964]], [[2.1109655703199928]], [[2.108733000049022]], [[2.1058863786372997]], [[2.1026603564387623]], [[2.0989906592757293]], [[2.094661892506504]], [[2.0647777046232085]], [[2.02570615528731]], [[1.9687634951489683]], [[1.9005043927216065]], [[1.8152060304668372]], [[1.7522770975462498]], [[1.673328415690693]], [[1.5761509562742742]], [[1.4628633783058471]], [[1.3339188915064923]], [[1.1950394068354178]], [[1.051462591683615]], [[0.9062472127394737]], [[0.7668531106201493]], [[0.6355235082603455]], [[0.5176168186345801]], [[0.41106426009152364]], [[0.31483284558916946]], [[0.22628548711998267]], [[0.1437280787554357]], [[0.06500299039440992]], [[-0.011887125498510294]], [[-0.08810796628396741]], [[-0.1629196670697035]], [[-0.23605690199949086]], [[-0.30695205064866093]], [[-0.3749689485064725]], [[-0.43992671857963006]], [[-0.5009107136435754]], [[-0.5577059513174857]], [[-0.6097855811431]], [[-0.6562911530472136]], [[-0.6974571897698799]], [[-0.7318619859696597]], [[-0.7595559477265958]], [[-0.7807303652239164]], [[-0.7913435360973661]], [[-0.7957204872578885]], [[-0.7921581527157728]], [[-0.7778199505950795]], [[-0.7538790674830885]], [[-0.7198501883704416]], [[-0.6742511564380835]], [[-0.616583317472984]], [[-0.5460083522521613]], [[-0.464875250379793]], [[-0.3748798142549064]], [[-0.26694998677606246]], [[-0.1387957474247919]], [[0.012830989633557046]]], [[[0.015555824450159014]], [[0.14661836132522554]], [[0.26346853682549126]], [[0.3680383346086592]], [[0.45501804460142]], [[0.5332698635375707]], [[0.6014578001713843]], [[0.657370087826347]], [[0.7017314241393218]], [[0.7350704586011836]], [[0.7588040375127494]], [[0.7736018667824848]], [[0.7774417182361727]], [[0.7742429173220519]], [[0.7652352213109341]], [[0.7458526846547207]], [[0.720341744789436]], [[0.6884235785064607]], [[0.6500482197313026]], [[0.6065830132270835]], [[0.5577879557326622]], [[0.5044842132301797]], [[0.44717306856738565]], [[0.3860434750354204]], [[0.3219602494816975]], [[0.25508043893520654]], [[0.18599147892253762]], [[0.11516850471912779]], [[0.04275448014501926]], [[-0.02995829324835457]], [[-0.10258403156732164]], [[-0.17495100977150524]], [[-0.24648529359477656]], [[-0.3169070937835131]], [[-0.3854194860247664]], [[-0.4517311828784191]], [[-0.5152936676122013]], [[-0.5754446218481793]], [[-0.6320650189212392]], [[-0.684183791064488]], [[-0.7316448789922297]], [[-0.7738969591736252]], [[-0.809926626151308]], [[-0.8401676689167159]], [[-0.8643816491041624]], [[-0.8814305978513437]], [[-0.9279825446021169]], [[-0.967577047484442]], [[-0.9978166346595148]], [[-1.020993107836782]], [[-1.0325856607411272]], [[-1.0341044338626886]], [[-1.034154328775439]], [[-1.0332557383781313]], [[-1.0323271202093172]], [[-1.0311792147997685]], [[-1.0298001952039177]], [[-1.0282319759340486]], [[-1.0265372962890433]], [[-1.0186560594507728]], [[-1.0080342591695284]], [[-0.997108663794049]], [[-0.9857427218256265]], [[-0.9739178725174455]], [[-0.9616349126780191]], [[-0.9488910549244023]], [[-0.9356773376503418]], [[-0.9220617447647906]], [[-0.9080539614067945]], [[-0.8937210947708897]], [[-0.8790964696855154]], [[-0.8642046975596008]], [[-0.849113577542108]], [[-0.8338316171169958]], [[-0.8184286868804347]], [[-0.8029299957940266]], [[-0.7873972987663024]], [[-0.7719175530056154]], [[-0.7565849235014196]], [[-0.7415538441184691]], [[-0.726947936120913]], [[-0.7129240979947349]], [[-0.6991549961596133]], [[-0.6854828055198392]], [[-0.6712655314674894]], [[-0.6400005102181436]], [[-0.597845200132423]], [[-0.554937185516581]], [[-0.5111793031531465]], [[-0.4668376939021628]], [[-0.4218986931066738]], [[-0.37645501774147877]], [[-0.33002143936690226]], [[-0.27451347840627804]], [[-0.2150999860921244]], [[-0.15230880869364946]], [[-0.08603780859217726]], [[-0.01642614909932617]], [[0.05651557719666621]], [[0.13266381578749617]], [[0.21165074775972406]], [[0.2935025278376375]], [[0.3766973248969115]], [[0.46130096466529397]], [[0.5474419025101661]], [[0.6338982554928474]], [[0.7202292575512915]], [[0 | lift coefficients, spanwise
rotorse.airfoils_cd | intermediate |  | [[[[0.5000000000000001]], [[0.5000000000000001]], [[0.5000000000000002]], [[0.5]], [[0.5]], [[0.5000000000000001]], [[0.5000000000000001]], [[0.5000000000000001]], [[0.5000000000000001]], [[0.5000000000000001]], [[0.5000000000000001]], [[0.5]], [[0.5000000000000001]], [[0.5000000000000001]], [[0.5000000000000001]], [[0.5]], [[0.5000000000000001]], [[0.5000000000000001]], [[0.5]], [[0.5000000000000001]], [[0.49999999999999994]], [[0.5000000000000001]], [[0.5]], [[0.49999999999999994]], [[0.4999999999999999]], [[0.4999999999999999]], [[0.5000000000000001]], [[0.5000000000000002]], [[0.4999999999999999]], [[0.49999999999999994]], [[0.5000000000000002]], [[0.5000000000000001]], [[0.5000000000000001]], [[0.5000000000000002]], [[0.5]], [[0.5000000000000001]], [[0.5000000000000001]], [[0.5000000000000002]], [[0.5]], [[0.5]], [[0.5000000000000001]], [[0.5]], [[0.5000000000000002]], [[0.5000000000000001]], [[0.5000000000000001]], [[0.5]], [[0.5000000000000001]], [[0.5000000000000001]], [[0.5000000000000001]], [[0.5000000000000001]], [[0.5000000000000001]], [[0.5000000000000001]], [[0.5000000000000001]], [[0.5000000000000001]], [[0.5]], [[0.5]], [[0.5]], [[0.5]], [[0.5]], [[0.5]], [[0.5]], [[0.5]], [[0.5000000000000001]], [[0.5000000000000002]], [[0.5000000000000001]], [[0.5000000000000002]], [[0.5000000000000002]], [[0.5000000000000001]], [[0.5]], [[0.5]], [[0.5000000000000001]], [[0.5]], [[0.5000000000000001]], [[0.5]], [[0.5000000000000001]], [[0.5000000000000001]], [[0.5]], [[0.49999999999999994]], [[0.5]], [[0.5]], [[0.5]], [[0.5000000000000002]], [[0.5000000000000001]], [[0.5000000000000001]], [[0.5000000000000002]], [[0.5000000000000003]], [[0.5000000000000001]], [[0.5]], [[0.5000000000000001]], [[0.5000000000000001]], [[0.5000000000000002]], [[0.5]], [[0.5000000000000001]], [[0.5000000000000001]], [[0.5000000000000001]], [[0.5000000000000001]], [[0.5000000000000001]], [[0.5000000000000002]], [[0.5000000000000001]], [[0.5000000000000002]], [[0.5000000000000001]], [[0.5000000000000001]], [[0.5000000000000001]], [[0.5000000000000001]], [[0.5000000000000003]], [[0.5]], [[0.5000000000000001]], [[0.5000000000000002]], [[0.5000000000000001]], [[0.5]], [[0.5000000000000001]], [[0.5000000000000002]], [[0.5000000000000001]], [[0.5000000000000001]], [[0.5000000000000002]], [[0.5000000000000002]], [[0.5]], [[0.5000000000000001]], [[0.5000000000000001]], [[0.5000000000000001]], [[0.5000000000000001]], [[0.5]], [[0.5000000000000001]], [[0.5000000000000001]], [[0.5000000000000001]], [[0.5000000000000001]], [[0.5000000000000001]], [[0.49999999999999994]], [[0.5000000000000001]], [[0.5000000000000001]], [[0.5]], [[0.5]], [[0.5000000000000001]], [[0.5]], [[0.5]], [[0.5000000000000001]], [[0.5000000000000001]], [[0.5]], [[0.5]], [[0.5]], [[0.5]], [[0.5]], [[0.5000000000000001]], [[0.5]], [[0.5000000000000001]], [[0.5000000000000001]], [[0.5]], [[0.5000000000000001]], [[0.5]], [[0.5000000000000001]], [[0.5000000000000001]], [[0.5]], [[0.5000000000000001]], [[0.5000000000000001]], [[0.4999999999999998]], [[0.4999999999999998]], [[0.4999999999999998]], [[0.4999999999999998]], [[0.5]], [[0.5]], [[0.5]], [[0.5]], [[0.4999999999999998]], [[0.5]], [[0.4999999999999998]], [[0.5000000000000002]], [[0.4999999999999999]], [[0.5000000000000002]], [[0.5]], [[0.4999999999999998]], [[0.4999999999999999]], [[0.4999999999999998]], [[0.5]], [[0.5]], [[0.49999999999999994]], [[0.4999999999999999]], [[0.4999999999999999]], [[0.4999999999999999]], [[0.5]], [[0.5]], [[0.4999999999999998]], [[0.49999999999999994]], [[0.5000000000000001]], [[0.5000000000000001]], [[0.5000000000000001]], [[0.5]], [[0.5000000000000001]], [[0.5000000000000001]], [[0.5000000000000001]], [[0.5000000000000001]], [[0.5000000000000001]], [[0.5000000000000001]], [[0.5000000000000001]], [[0.5000000000000002]], [[0.5000000000000001]], [[0.5000000000000001]], [[0.5]], [[0.5000000000000001]], [[0.5000000000000001]], [[0.5000000000000001]]], [[[0.4900672044674554]], [[0.4889830846996895]], [[0.48725249871912907]], [[0.48825170671494833]], [[0.4895900444898101]], [[0.49165999732538235]], [[0.49404705798424686]], [[0.4961980818316635]], [[0.4981680215194504]], [[0.49998442759544703]], [[0.5017887158549977]], [[0.503854736556168]], [[0.5058954322731962]], [[0.5079877636803942]], [[0.5100601072225116]], [[0.512084737857031]], [[0.5140091442158888]], [[0.5157820691363929]], [[0.5173900312707848]], [[0.5188160592856993]], [[0.5200719637110011]], [[0.5211588110739807]], [[0.5220704106782712]], [[0.5228271726006376]], [[0.5234085378555141]], [[0.5238315622111003]], [[0.5241078785372373]], [[0.5241725324057418]], [[0.5241055078958552]], [[0.5239998354824794]], [[0.5235856036243317]], [[0.5230619649795792]], [[0.5224282947456386]], [[0.5216307185922608]], [[0.5207044231547009]], [[0.5196409830015275]], [[0.5184510159218453]], [[0.5171404054092071]], [[0.5157065801568091]], [[0.5141634299212146]], [[0.5125080893398269]], [[0.5107484211916783]], [[0.5088901068297277]], [[0.5069334623654466]], [[0.5048872633189255]], [[0.5027579967995123]], [[0.5005532853849411]], [[0.5000350272901021]], [[0.5000047758253728]], [[0.4978147107480412]], [[0.49435082985284906]], [[0.49367292517722183]], [[0.49300027281214204]], [[0.4923331703018293]], [[0.49167191519050346]], [[0.49101680502238443]], [[0.4903681373416917]], [[0.4897895684246514]], [[0.4894888769133872]], [[0.4892042054475821]], [[0.4889402916775246]], [[0.4886876186193332]], [[0.488449509037859]], [[0.4882259202464526]], [[0.48801757182768357]], [[0.48782574041903803]], [[0.4876503115568311]], [[0.48750075326613185]], [[0.48737937607318216]], [[0.4872961202832411]], [[0.48725700807766226]], [[0.48726514370142915]], [[0.48733338651191516]], [[0.48746173357162687]], [[0.4876624610245522]], [[0.48795499544798376]], [[0.48832717375037743]], [[0.488786759100626]], [[0.48934460192668117]], [[0.4900075367518423]], [[0.4907805414222425]], [[0.49164186050625674]], [[0.4925351134580901]], [[0.49340640321382256]], [[0.4941936791103489]], [[0.4948370637974435]], [[0.4952815466270282]], [[0.4954634296533591]], [[0.4953260460180716]], [[0.4947910350385484]], [[0.4938538747181209]], [[0.49248501228774066]], [[0.49096364406431114]], [[0.48941640321518487]], [[0.4880349999488823]], [[0.48680820985402756]], [[0.48576426010191387]], [[0.48498146229513106]], [[0.484435477077447]], [[0.4841344116742697]], [[0.48400045906388334]], [[0.4839619662233331]], [[0.48399678800895285]], [[0.48405260958981405]], [[0.4841428944672795]], [[0.4842074881902596]], [[0.4842735187589385]], [[0.48428185299208537]], [[0.48426310170098114]], [[0.4842420769624182]], [[0.4842925848466182]], [[0.48449495926567293]], [[0.4849165532702108]], [[0.48559320752776236]], [[0.4866411609248654]], [[0.4880826925262829]], [[0.48988365602039113]], [[0.4919409831848302]], [[0.49414555968413826]], [[0.49639196185881423]], [[0.49857680054125425]], [[0.4998325559161242]], [[0.49985111433546625]], [[0.49986785625926966]], [[0.49988324582665367]], [[0.499897563085934]], [[0.49991097662620193]], [[0.49992363116854327]], [[0.4999357218541034]], [[0.49994731922769864]], [[0.4999583148394831]], [[0.4999684253304812]], [[0.499977386168879]], [[0.49998501833326336]], [[0.4999912214941814]], [[0.49999594169281314]], [[0.49999914078090185]], [[0.5007817089909875]], [[0.5021132984590615]], [[0.5034530064741956]], [[0.5048039944666753]], [[0.5061675867226033]], [[0.5075451603875981]], [[0.508936885143002]], [[0.5103394644440971]], [[0.5117501223541782]], [[0.5131666768281752]], [[0.5145916755819513]], [[0.516022328357073]], [[0.517453650624131]], [[0.5245291780336594]], [[0.5314192231596893]], [[0.5380195326761192]], [[0.544175532218601]], [[0.5498485636506039]], [[0.5549602206982216]], [[0.5593671459794289]], [[0.5631155904781431]], [[0.5659785562574569]], [[0.5679770403776394]], [[0.5690391950663731]], [[0.5692494996201334]], [[0.5684138626147655]], [[0.566794988595992]], [[0.5639569173768453]], [[0.5601981757781431]], [[0.5501454339962852]], [[0.5401703642065419]], [[0.5321116610558813]], [[0.5269530105203752]], [[0.5260809713965815]], [[0.5258548732403159]], [[0.5262344648976124]], [[0.5264638564054649]], [[0.5262776938231774]], [[0.525919226344166]], [[0.5253407739608639]], [[0.5245240170901706]], [[0.5235088368694404]], [[0.5222778190414006]], [[0.5208680077943495]], [[0.519302062408638]], [[0.5175858531146885]], [[0.5157644328864657]], [[0.5138432798154284]], [[0.511850741862362]], [[0.509788151178885]], [[0.507657730606556]], [[0.5054629625903229]], [[0.5027793984343183]], [[0.4999947036978877]], [[0.4985251669367362]], [[0.496100379932323]], [[0.4939318444076283]], [[0.4918136707813936]], [[0.4900632957206597]], [[0.4889221519184182]], [[0.48808699019337953]], [[0.48929526504669424]], [[0.4900672044674554]]], [[[0.38447989749241973]], [[0.37390423603679246]], [[0.3564133619341195]], [[0.3676510071537669]], [[0.38265761017250927]], [[0.4055677513698473]], [[0.43176750256984353]], [[0.4554565985624827]], [[0.4774605432264126]], [[0.49778833778073]], [[0.5179782916590565]], [[0.5420678444236574]], [[0.5658862254593247]], [[0.5896382916477493]], [[0.612915796076379]], [[0.6356565273756221]], [[0.6572751611864359]], [[0.6772050473327406]], [[0.6953005741314922]], [[0.7113757111455705]], [[0.725563884042286]], [[0.7378778874003137]], [[0.748249105009175]], [[0.7569036718199396]], [[0.7636118005090998]], [[0.7685609685116148]], [[0.7718744104661265]], [[0.7728489493268182]], [[0.7723657200611694]], [[0.7712792076225953]], [[0.7669486386194647]], [[0.7613193048101328]], [[0.7544057182692684]], [[0.745656820462204]], [[0.7354682343528889]], [[0.7237344117196572]], [[0.7105849540713428]], [[0.6960890877195802]], [[0.6802219486082883]], [[0.6631506224089246]], [[0.6448508331569309]], [[0.6254268201235286]], [[0.6049632635046568]], [[0.5834949342460188]], [[0.5611740457674399]], [[0.538152840132167]], [[0.5146775614288631]], [[0.5051258709234818]], [[0.5008197588758456]], [[0.4780357693921315]], [[0.4432204795114034]], [[0.4364068942561421]], [[0.42964609970581064]], [[0.4229410864621581]], [[0.4162948451269337]], [[0.40971036630188645]], [[0.4031906405887654]], [[0.39723949092717603]], [[0.3934999856166751]], [[0.38991309965758025]], [[0.38652395666350486]], [[0.3832422100096271]], [[0.3800996028528403]], [[0.3770959883643076]], [[0.3742386292481196]], [[0.3715388204167853]], [[0.3689961108769071]], [[0.3666918007147665]], [[0.36464555592487247]], [[0.3629426691823116]], [[0.36163464139445933]], [[0.36074813463449906]], [[0.36039326260458554]], [[0.36057006286945875]], [[0.36156194732391056]], [[0.3647350607838243]], [[0.36864103331004827]], [[0.3733400188720599]], [[0.3789215552052849]], [[0.3854291414517128]], [[0.3928859274622953]], [[0.40105659414213196]], [[0.40939270029556885]], [[0.41740015864274155]], [[0.424529796014948]], [[0.4302664786503991]], [[0.43414103463428605]], [[0.4356010026719219]], [[0.43414099469443146]], [[0.42902726506224814]], [[0.420162908769114]], [[0.407148326783975]], [[0.3924729249268228]], [[0.3772560985433848]], [[0.3633624630085046]], [[0.3507369823873923]], [[0.33973354646812115]], [[0.3312966867406163]], [[0.3253083209506705]], [[0.32196711902860226]], [[0.32047190612270476]], [[0.3200404715498289]], [[0.32042731646957956]], [[0.32104740322120245]], [[0.3220488767433044]], [[0.3227643109331331]], [[0.32349484778873044]], [[0.3235882747912688]], [[0.3233832234414665]], [[0.32315323493293013]], [[0.3237148994521421]], [[0.3259507245971126]], [[0.3305682070434909]], [[0.3378744103924877]], [[0.3489546945632952]], [[0.36378892133610646]], [[0.38178021025985803]], [[0.4017634359680979]], [[0.42267647658312646]], [[0.4436068971129331]], [[0.4637266993446513]], [[0.4762002252273503]], [[0.4786339409024085]], [[0.4808625483331102]], [[0.4829399306519569]], [[0.484897649897543]], [[0.48675376868899584]], [[0.4885235250004444]], [[0.49022818488873326]], [[0.49187386309007086]], [[0.4934452494451499]], [[0.49490755519409074]], [[0.4962290441008321]], [[0.49738836029236155]], [[0.49837375163204845]], [[0.4991790748993664]], [[0.4998000721897667]], [[0.507856917124771]], [[0.5212406548270313]], [[0.5347059916309512]], [[0.5482847029107907]], [[0.5619900989984976]], [[0.5758360215143147]], [[0.5898241759167437]], [[0.6039214288032714]], [[0.6180998793759169]], [[0.6323375960111819]], [[0.6466601856710192]], [[0.6610396036104949]], [[0.6754257505792105]], [[0.7465415150281817]], [[0.8157930065234529]], [[0.8821323802114991]], [[0.9440060170546765]], [[1.0010253660980615]], [[1.0524023698890097]], [[1.0966961507060389]], [[1.1343715748251801]], [[1.1631470975816836]], [[1.1832337593554059]], [[1.1939094218580513]], [[1.1960231821817884]], [[1.1876242373400867]], [[1.1713530172983648]], [[1.1428277084940455]], [[1.105053952701153]], [[1.0165005208865068]], [[0.9282010409323026]], [[0.8565357482231412]], [[0.8032383592345472]], [[0.7938805073778995]], [[0.7914209127728696]], [[0.7953592900283825]], [[0.7976387901777923]], [[0.7953624382277724]], [[0.7911757243665587]], [[0.7845594057235408]], [[0.7753057232760256]], [[0.7638537717909518]], [[0.7500033015739791]], [[0.734161848632582]], [[0.7165052750085485]], [[0.6967482790280917]], [[0.675790309698417]], [[0.6536812198697451]], [[0.6306942251774811]], [[0.6068983808193551]], [[0.5823387209187416]], [[0.5571265888847621]], [[0.5279355916420629]], [[0.4991865290079401]], [[0.48147306951531493]], [[0.45492553165490607]], [[0.4308670572705817]], [[0.4072898727453705]], [[0.3876738345017147]], [[0.37470010225172407]], [[0.36514939512552447]], [[0.3770254338382974]], [[0.38447989749241973]]], [[[0.2385897382415119]], [[0.2232530453477129]], [[0.19684977957749938]], [[0.22045877608608586]], [[0.2516937471446345]], [[0.2977100058203191]], [[0.34981023136180356]], [[0.3978940616277051]], [[0.44428943576430757]], [[0.48791869631247775]], [[0.5313894973055042]], [[0.5838267431291182]], [[0.6357386087876692]], [[0.6860660015117716]], [[0.7348122739970048]], [[0.7823513623943835]], [[0.8275757632468566]], [[0.8694177512590703]], [[0.907615687247702]], [[0.9417949132900807]], [[0.9722069315723232]], [[0.9988600065125189]], [[1.0215981836635506]], [[1.040854897974793]], [[1.0561481639836485]], [[1.0678332548366865]], [[1.0761162357755965]], [[1.0796832694201504]], [[1.0802593379544843]], [[1.0785577567847404]], [[1.0712732781214733]], [[1.0608193300868736]], [[1.0473727805109911]], [[1.0300667643389043]], [[1.0097286215907668]], [[0.9860768534229577]], [[0.9594291537941132]], [[0.9299372652007131]], [[0.8975555011880226]], [[0.8626700964828349]], [[0.8252415924352479]], [[0.7855265918469515]], [[0.743745117001379]], [[0.700028090704267]], [[0.654802049361575]], [[0.6085174209354998]], [[0.5619798862049683]], [[0.529580868136665]], [[0.5059574717476956]], [[0.4616511862996803]], [[0.4008648519456619]], [[0.3889685594576539]], [[0.3771644377788405]], [[0.3654577084000801]], [[0.3538535928122307]], [[0.34235731250615087]], [[0.3309740889726985]], [[0.320159045313099]], [[0.31139069765515176]], [[0.3028626021536424]], [[0.29464575610492255]], [[0.2865989890254589]], [[0.27877256034791525]], [[0.2711670947729077]], [[0.2637953670742867]], [[0.25667230086826637]], [[0.24979929247600022]], [[0.24327501067361282]], [[0.23712268682640328]], [[0.2314456058127876]], [[0.2263055021993873]], [[0.2217347579087157]], [[0.21786588876867782]], [[0.21469916981692547]], [[0.21305192691283695]], [[0.2177725129159404]], [[0.2235286340193909]], [[0.23037377246113847]], [[0.2384087866329644]], [[0.24764560056264498]], [[0.2580584675729402]], [[0.26923833862709856]], [[0.2803608524815339]], [[0.2907522047964545]], [[0.2997148690916972]], [[0.3066339655106233]], [[0.31095687030860364]], [[0.31201404441818315]], [[0.3091512648687614]], [[0.301330416398775]], [[0.288284611265505]], [[0.26914125343879436]], [[0.24712340781498338]], [[0.22365231040474218]], [[0.20153397075936572]], [[0.18082347872991447]], [[0.1622113545293712]], [[0.14751374491777924]], [[0.13682991416104254]], [[0.13072398351527342]], [[0.1279211491253401]], [[0.12705057290782623]], [[0.1276855445543628]], [[0.12876159514535085]], [[0.13053702962459063]], [[0.1318191401744461]], [[0.13313620675877041]], [[0.13332837262288347]], [[0.13300239942485972]], [[0.1326421301513658]], [[0.13370659351968397]], [[0.13776354298554536]], [[0.14599824453055688]], [[0.15877253411309247]], [[0.17761001728174572]], [[0.2019196859222221]], [[0.2302060746142197]], [[0.26038154282109616]], [[0.2908999856414637]], [[0.32070787500879266]], [[0.349031568748765]], [[0.36979793870010425]], [[0.38097941157754334]], [[0.39159345949236957]], [[0.4018085528627454]], [[0.4117112255409278]], [[0.42133864203467647]], [[0.430718447746888]], [[0.4398993702834575]], [[0.4488739811075597]], [[0.4575596137745918]], [[0.4658232813908564]], [[0.4735526309639149]], [[0.48067356317151844]], [[0.48714799535833325]], [[0.4929582682423203]], [[0.4980932546073075]], [[0.5137179151164418]], [[0.5370854745325251]], [[0.5605955032571641]], [[0.5843034800334798]], [[0.6082326442568912]], [[0.6324071629344499]], [[0.6568300137397898]], [[0.6814433468577763]], [[0.7061984484261776]], [[0.7310570265622185]], [[0.7560637901669703]], [[0.7811697740516249]], [[0.8062875065967867]], [[0.930453258208974]], [[1.051364051454335]], [[1.167190384184942]], [[1.2752196894049577]], [[1.374773570112936]], [[1.4644761042938446]], [[1.5418115675277138]], [[1.6075916008200202]], [[1.657832703320698]], [[1.6929033444906125]], [[1.711542694975977]], [[1.7152332499655554]], [[1.7005689725426856]], [[1.672159965316484]], [[1.6223557280267404]], [[1.5564201326155829]], [[1.4407902163595216]], [[1.323959270921068]], [[1.2279692848687078]], [[1.1376697957196895]], [[1.1211750725695844]], [[1.1165508311744]], [[1.1225956277487485]], [[1.1251518792457922]], [[1.1188615827563195]], [[1.1086292524777643]], [[1.093537847741118]], [[1.0731957580840599]], [[1.0484857256514142]], [[1.0190077062045328]], [[0.9855368986452968]], [[0.9482591514061977]], [[0.9059358687360283]], [[0.8610677126969696]], [[0.8137254680836525]], [[0.7643496074137076]], [[0.7132344857331284]], [[0.6605295762813758]], [[0.6066676168923908]], [[0.5487746108031616]], [[0.4949156706548992]], [[0.45289400474708374]], [[0.3991478213810514]], [[0.3497596360458518]], [[0.3013031129046104]], [[0.26039736861304197]], [[0.23230863758558046]], [[0.21133268507724062]], [[0.2280877733513714]], [[0.2385897382415119]]], [[[0.11964998435457999]], [[0.11178387685045256]], [[0.0992962122506307]], [[0.13021452709216572]], [[0.17040936567058235]], [[0.22588070464097645]], [[0.28852118488089845]], [[0.34936949936444084]], [[0.41197548710991816]], [[0.4733320283555445]], [[0.5349771147940641]], [[0.603442558076813]], [[0.671272365065362]], [[0.7369616951423208]], [[0.8004582877962552]], [[0.8620822920963808]], [[0.9207911193955687]], [[0.9755591315206661]], [[1.0261580499006373]], [[1.0721174856572688]], [[1.1136557363089399]], [[1.1507084944281485]], [[1.1830198269298429]], [[1.211031539237315]], [[1.2341036340319758]], [[1.2525944002147986]], [[1.2666406866318114]], [[1.2749021589473688]], [[1.2793224101554441]], [[1.2784070604548325]], [[1.2728845466013483]], [[1.262141455833086]], [[1.2467738737505547]], [[1.2262727466778789]], [[1.2017083394137422]], [[1.1725794781707926]], [[1.139386786098503]], [[1.1023273683375248]], [[1.0613325689385391]], [[1.0169495587219546]], [[0.9691045636480364]], [[0.9181436954156937]], [[0.8643413340292475]], [[0.8078284195645498]], [[0.7491218415968028]], [[0.6886480933585429]], [[0.627219882512919]], [[0.5696064966941319]], [[0.5171851717170931]], [[0.45726816374414975]], [[0.38953434265367815]], [[0.37627838051044704]], [[0.3631251237066002]], [[0.35008039051579043]], [[0.33714999921167027]], [[0.3243397680678926]], [[0.31165551535811004]], [[0.29919386754172056]], [[0.28725801282830477]], [[0.27556451922010305]], [[0.26418496869390407]], [[0.2529780803012861]], [[0.24199486525933514]], [[0.23123687162901366]], [[0.22071842547795995]], [[0.21045151759436437]], [[0.2004398155104385]], [[0.19075141605766502]], [[0.1814014677383707]], [[0.1724609340228198]], [[0.16397135185448983]], [[0.15595510298340712]], [[0.14850208285806052]], [[0.14161280048469677]], [[0.13599364407116415]], [[0.13595331824414156]], [[0.1367351765615032]], [[0.13836137463143403]], [[0.14090659513831838]], [[0.14436486451261243]], [[0.14869528008304075]], [[0.15360064069120266]], [[0.15851346168402425]], [[0.1629825994226311]], [[0.16656726036428773]], [[0.16889787999094932]], [[0.16963129855175305]], [[0.1683680910494574]], [[0.1646810370400774]], [[0.15786650371310093]], [[0.14771610476323718]], [[0.13351189488836748]], [[0.11736739413410613]], [[0.10019236843314483]], [[0.08393500012525154]], [[0.06871773076809261]], [[0.05495334200895187]], [[0.0438813468699581]], [[0.0356463639156839]], [[0.03065393272866098]], [[0.02813914799505514]], [[0.02711907194775521]], [[0.027334250282318503]], [[0.027970522556450095]], [[0.02919765523677328]], [[0.030151875939278226]], [[0.031172366874684363]], [[0.03141133818958373]], [[0.031323385187654415]], [[0.03125208747669394]], [[0.032272056776793304]], [[0.03555156071190644]], [[0.041939381178101344]], [[0.05164600191991038]], [[0.06568233571035244]], [[0.08345311764018315]], [[0.10384067943816465]], [[0.12548724700258398]], [[0.14755217351586894]], [[0.16961668321884346]], [[0.19150577464158572]], [[0.21206413337860902]], [[0.23098393851241455]], [[0.25015929412955523]], [[0.2696188175878041]], [[0.2893193287265327]], [[0.3091751358910301]], [[0.32909565428803955]], [[0.349004528595615]], [[0.3687740109930976]], [[0.3882242599766469]], [[0.4072173016063887]], [[0.4256715063802552]], [[0.4435393707386704]], [[0.4608080480222114]], [[0.4774819143988339]], [[0.4935694928657205]], [[0.5152857845123527]], [[0.5413241055532614]], [[0.5675211792276221]], [[0.5939388251417792]], [[0.6206029388044566]], [[0.6475404493560495]], [[0.6747546747991211]], [[0.7021811534570443]], [[0.7297656037867046]], [[0.7574653573896095]], [[0.7853302331064326]], [[0.8133056693424727]], [[0.8412941970352901]], [[0.9796512948047141]], [[1.1143814134180747]], [[1.243445950408398]], [[1.3638223098329527]], [[1.4747545582798538]], [[1.5747095147045276]], [[1.6608839235794617]], [[1.7341821912525444]], [[1.7901655283682492]], [[1.8292445180749888]], [[1.8500142263397679]], [[1.8541265880086388]], [[1.8377862780699457]], [[1.8061303041859034]], [[1.7506337631626518]], [[1.677177742890077]], [[1.586026094985035]], [[1.4919460358388477]], [[1.4131580183180903]], [[1.3364132759836522]], [[1.3228234452649243]], [[1.3180927381333845]], [[1.3204803901371307]], [[1.3180399035679011]], [[1.3057286563875694]], [[1.2882947658007864]], [[1.2650398983679338]], [[1.2356306480626775]], [[1.2011532269027934]], [[1.1611956681150206]], [[1.1165484842123987]], [[1.0674204427593967]], [[1.0126901887238828]], [[0.9546909807703653]], [[0.8934859742113315]], [[0.8295306390651386]], [[0.7633210207654549]], [[0.6950921818171248]], [[0.6255567838962615]], [[0.554349234856935]], [[0.48702968340541986]], [[0.4239216766118121]], [[0.35512923636591814]], [[0.2920273632408793]], [[0.23054476624110237]], [[0.17753368889359358]], [[0.13881694930805422]], [[0.10927349160151972]], [[0.11493498627803865]], [[0.11964998435457999]]], [[[0.0609361223352344]], [[0.06241778614995561]], [[0.06893695545808072]], [[0.10192388467731708]], [[0.14413149326876493]], [[0.19888883796595985]], [[0.26100812537111323]], [[0.3246771432938152]], [[0.3937926922902135]], [[0.4640439658522776]], [[0.5351445655946521]], [[0.606178735995444]], [[0.6765621501653187]], [[0.7459467114535849]], [[0.8133828242839626]], [[0.8785034037011891]], [[0.9406297795824825]], [[0.9990509630281329]], [[1.0536348538486031]], [[1.1038914325578073]], [[1.149931827453497]], [[1.1916042302295249]], [[1.2285773764732357]], [[1.2611932380533741]], [[1.2887564553939792]], [[1.3115422926805635]], [[1.3295683214872704]], [[1.3417599054155869]], [[1.3498869839223]], [[1.3501212203114896]], [[1.3479011042131293]], [[1.3390931730713254]], [[1.3246837204607391]], [[1.3046945864493218]], [[1.2802533919525487]], [[1.250704253290362]], [[1.2166516998661374]], [[1.1782978648636573]], [[1.13555142993557]], [[1.0890182671191326]], [[1.0385790358761857]], [[0.9845808040089209]], [[0.9272578371404436]], [[0.8666404834548245]], [[0.8031228520671027]], [[0.736816615072434]], [[0.6679895977674718]], [[0.5978551232930193]], [[0.5269350458321125]], [[0.45708588095468344]], [[0.38901806684578094]], [[0.37569656901559734]], [[0.3624782421301524]], [[0.34936893208878333]], [[0.33637448498400846]], [[0.3235007471426467]], [[0.31075356517072084]], [[0.29813878600131855]], [[0.28566225694418035]], [[0.27342357547725793]], [[0.26149298427758455]], [[0.24973211859755778]], [[0.23819111988215383]], [[0.2268717394010508]], [[0.21578839719176723]], [[0.20495211246607387]], [[0.19436704947829098]], [[0.18409229749821965]], [[0.17414069561948592]], [[0.16457371785354855]], [[0.1554270494548792]], [[0.14672015491815046]], [[0.1385305213170074]], [[0.130858764834365]], [[0.12375887724149051]], [[0.11720686781139882]], [[0.11129356846798044]], [[0.10604751070528902]], [[0.1015541157969201]], [[0.09785345114918324]], [[0.09496283829118368]], [[0.09280445365546357]], [[0.09114931108993016]], [[0.08974948490667993]], [[0.08833636938171803]], [[0.08665709112204006]], [[0.0844535415502797]], [[0.08146268439882082]], [[0.07741891501907992]], [[0.0719758922204514]], [[0.06516265827490375]], [[0.05681537955469715]], [[0.04826425264988131]], [[0.040085507173418675]], [[0.03309404389865718]], [[0.027325916448440866]], [[0.022611390838538373]], [[0.018903013742902035]], [[0.016045232723782787]], [[0.013884416573602437]], [[0.012431749024005114]], [[0.011470550711932545]], [[0.011041303121625405]], [[0.010897415295778095]], [[0.011043895692147455]], [[0.011298171508651655]], [[0.011647722989664315]], [[0.011889714257084474]], [[0.01215178092495785]], [[0.012497064500665452]], [[0.013192809519287033]], [[0.014569046193835788]], [[0.01687239117504291]], [[0.020242362801714278]], [[0.02515339147149482]], [[0.03173267615248239]], [[0.04014568306675134]], [[0.05044974000570233]], [[0.06268757944105834]], [[0.0768832198481913]], [[0.09305861025886901]], [[0.11123490662703758]], [[0.13138505886782786]], [[0.1532810373477779]], [[0.1766428168554527]], [[0.201194739505968]], [[0.2266654764739236]], [[0.2527918667810225]], [[0.2792993675910877]], [[0.30591619344512444]], [[0.3324025680963767]], [[0.35870843092727633]], [[0.3848787485139733]], [[0.4109577535377206]], [[0.4369951419937831]], [[0.46303796626795374]], [[0.48912856929142934]], [[0.5152151251060432]], [[0.54137858238079]], [[0.5677013914762079]], [[0.5942455529313052]], [[0.6210370123766028]], [[0.6481027666903052]], [[0.6754461100329805]], [[0.7030023910633281]], [[0.7307171161143137]], [[0.7585474383849313]], [[0.7865433700354498]], [[0.8146501468446444]], [[0.8427699292871327]], [[0.9817740759482139]], [[1.1171339873565518]], [[1.2468033175478366]], [[1.367745964442418]], [[1.4792023889902388]], [[1.5796322144878605]], [[1.6662195285998476]], [[1.7398722254071521]], [[1.7961316288623128]], [[1.8354107495377037]], [[1.8563013262393366]], [[1.860449526765371]], [[1.8440614476546648]], [[1.8122892543161884]], [[1.7565670049111035]], [[1.6828072209791674]], [[1.5996407226461233]], [[1.5131753075336223]], [[1.4403010899322217]], [[1.393587423101578]], [[1.386842514861353]], [[1.3830593085634952]], [[1.3802985873217994]], [[1.372041364953592]], [[1.3548674796094213]], [[1.3322138676755821]], [[1.303845424082154]], [[1.2696048196055123]], [[1.2305949119149426]], [[1.186506869112439]], [[1.137959249573445]], [[1.0853027588996147]], [[1.0286208337655545]], [[0.9685574873223136]], [[0.9051726748931771]], [[0.8389161406786372]], [[0.770323785284972]], [[0.6996470721768566]], [[0.6276535544579881]], [[0.5546065529971462]], [[0.48088557817161975]], [[0.40728146118603603]], [[0.3341008725888346]], [[0.2677965321286135]], [[0.20383132113013544]], [[0.1477340510618237]], [[0.10462335671268162]], [[0.07118437773383166]], [[0.0631437151473049]], [[0.060936122335234405]]], [[[0.04440366557892058]], [[0.05018965328952081]], [[0.06406283144050132]], [[0.09734616448189834]], [[0.13972518587864344]], [[0.1934864686302695]], [[0.25432732428811367]], [[0.31781106369083084]], [[0.388120800869527]], [[0.46005219076318726]], [[0.5329923866251287]], [[0.605170323421778]], [[0.6763552900926981]], [[0.746434620707823]], [[0.8145104018717172]], [[0.8798122303937848]], [[0.9422760154384215]], [[1.0011590959209005]], [[1.0563454980357805]], [[1.1073451129821537]], [[1.1542409121714392]], [[1.1968605017702425]], [[1.234855817549055]], [[1.2685368596435547]], [[1.297198076923614]], [[1.321085473016212]], [[1.3401773131344847]], [[1.3534998892540198]], [[1.3627577412455025]], [[1.3632711358952119]], [[1.3622079370156945]], [[1.3541564755151467]], [[1.3402069735210254]], [[1.3206455031115194]], [[1.2965760850315071]], [[1.2673030891255694]], [[1.2334580471810166]], [[1.1952451734163883]], [[1.1525711735982425]], [[1.106059659709676]], [[1.0555870768093296]], [[1.0015100094777492]], [[0.9440670322669468]], [[0.8832876316587284]], [[0.8195736183124056]], [[0.7530221184212869]], [[0.6838932540574172]], [[0.6132905777873104]], [[0.5416209860131653]], [[0.4709363435385667]], [[0.4019485651643981]], [[0.38837472841979576]], [[0.37488752135072057]], [[0.361492503662838]], [[0.34819528092049934]], [[0.33500151430793546]], [[0.3219169312888012]], [[0.3089473369676178]], [[0.29609862586153674]], [[0.2834584696387446]], [[0.27108921496006705]], [[0.2588717630542607]], [[0.24685110832324136]], [[0.23503064067313856]], [[0.22342518987024979]], [[0.21204443971073633]], [[0.20089517698579704]], [[0.19001492591316832]], [[0.1794141903899588]], [[0.1691346445477588]], [[0.15920465543956197]], [[0.14964403566726103]], [[0.14051132167082306]], [[0.13182126732282307]], [[0.12352031303031151]], [[0.1147867818287207]], [[0.10645142159577292]], [[0.09851536688289557]], [[0.09103180446562846]], [[0.0840195024756465]], [[0.07747921749155307]], [[0.07141514111624336]], [[0.06580242046919346]], [[0.060581920288487794]], [[0.05570331911291907]], [[0.051124184954729514]], [[0.048679172161480926]], [[0.04554849951793901]], [[0.04171848703623544]], [[0.037466022714149894]], [[0.03326260213036755]], [[0.0291184939141008]], [[0.025436460890463964]], [[0.022359770792263117]], [[0.02001079583061686]], [[0.018457976916202722]], [[0.017301359540030897]], [[0.01611150998435466]], [[0.014861502661098243]], [[0.013448397129299105]], [[0.012257183825808298]], [[0.011313884745959173]], [[0.010716908164433844]], [[0.010321320349495398]], [[0.010057841127237609]], [[0.010034528556406845]], [[0.01014123993448458]], [[0.010420386076509412]], [[0.01085698168307471]], [[0.011384624610909866]], [[0.012001122450046295]], [[0.012760486026200557]], [[0.013623774298611738]], [[0.0145401071851648]], [[0.015467766286549445]], [[0.016811668059990344]], [[0.018824963350334626]], [[0.02195879346023811]], [[0.026719943702887765]], [[0.03356992676462592]], [[0.042954573308188346]], [[0.05531397275242048]], [[0.07095423802020291]], [[0.08960043287669021]], [[0.11083192050583784]], [[0.13424410932869063]], [[0.1594414287417598]], [[0.18596460070316445]], [[0.21310040029523306]], [[0.24124012464458272]], [[0.27002298164596716]], [[0.29743619653267545]], [[0.32377866129167965]], [[0.3493315628641845]], [[0.37445282311051487]], [[0.3994945237773089]], [[0.4245272305577765]], [[0.44938083575703003]], [[0.4741439470054427]], [[0.4989981961924546]], [[0.5239499819012632]], [[0.5489942649178446]], [[0.5741307239593595]], [[0.5993456187486409]], [[0.6246259887799804]], [[0.6499400426760505]], [[0.6752581329706653]], [[0.7006081382314242]], [[0.7259626674205046]], [[0.7512696398133731]], [[0.8756519014086441]], [[0.996700591064313]], [[1.1133295507599434]], [[1.2231061833140209]], [[1.3253275756263225]], [[1.4186149898308442]], [[1.5006682326955731]], [[1.571975495642166]], [[1.6289580919320692]], [[1.67215590585708]], [[1.7015872047653122]], [[1.7133045276905174]], [[1.711628394085725]], [[1.697052836992411]], [[1.662588934820017]], [[1.6131325751595262]], [[1.5545659879297102]], [[1.491760767602621]], [[1.437086352111127]], [[1.4042131089988605]], [[1.4002357902528453]], [[1.3968839793773966]], [[1.392120299031366]], [[1.3817252868885495]], [[1.3629305407412953]], [[1.3386190839803465]], [[1.3087266611716561]], [[1.273152691968676]], [[1.2329853460967455]], [[1.1879473422004396]], [[1.1385860390843658]], [[1.0852461314423498]], [[1.028172887252283]], [[0.9676758468431784]], [[0.9038055677672042]], [[0.8369653015573281]], [[0.7677337093154161]], | drag coefficients, spanwise
rotorse.airfoils_cm | intermediate |  | [[[[-4.0657581468206416e-20]], [[-3.903127820947816e-18]], [[8.673617379884035e-19]], [[-2.2551405187698492e-17]], [[2.7755575615628914e-17]], [[2.6020852139652106e-17]], [[-4.163336342344337e-17]], [[-5.551115123125783e-17]], [[-1.1102230246251565e-16]], [[1.0408340855860843e-17]], [[-2.7755575615628914e-17]], [[-2.0816681711721685e-17]], [[-3.122502256758253e-17]], [[-6.591949208711867e-17]], [[-2.0816681711721685e-17]], [[1.3877787807814457e-17]], [[-4.163336342344337e-17]], [[-5.551115123125783e-17]], [[-3.122502256758253e-17]], [[3.469446951953614e-18]], [[-1.0408340855860843e-17]], [[-7.632783294297951e-17]], [[3.469446951953614e-18]], [[6.938893903907228e-17]], [[-8.673617379884035e-17]], [[1.214306433183765e-17]], [[-3.2959746043559335e-17]], [[-1.0928757898653885e-16]], [[-3.2959746043559335e-17]], [[-6.591949208711867e-17]], [[-5.4643789493269423e-17]], [[-4.423544863740858e-17]], [[2.2551405187698492e-17]], [[-3.3285006695304986e-17]], [[-2.233456475320139e-17]], [[1.0842021724855044e-17]], [[-7.806255641895632e-17]], [[-4.5102810375396984e-17]], [[0.0]], [[-6.765421556309548e-17]], [[-3.469446951953614e-18]], [[-2.2551405187698492e-17]], [[-2.42861286636753e-17]], [[-1.3877787807814457e-17]], [[-3.122502256758253e-17]], [[-1.734723475976807e-17]], [[-1.3877787807814457e-17]], [[-6.938893903907228e-18]], [[0.0]], [[-1.3877787807814457e-17]], [[0.0]], [[-1.734723475976807e-17]], [[1.0408340855860843e-17]], [[-2.949029909160572e-17]], [[-5.204170427930421e-18]], [[2.0816681711721685e-17]], [[3.469446951953614e-18]], [[-5.204170427930421e-18]], [[-5.204170427930421e-18]], [[-2.7755575615628914e-17]], [[-1.734723475976807e-17]], [[6.938893903907228e-18]], [[-3.469446951953614e-18]], [[-6.938893903907228e-18]], [[-3.469446951953614e-18]], [[5.204170427930421e-18]], [[-8.673617379884035e-19]], [[-8.673617379884035e-18]], [[-1.929879867024198e-17]], [[2.2551405187698492e-17]], [[-3.0357660829594124e-18]], [[-8.673617379884035e-19]], [[2.168404344971009e-18]], [[-3.469446951953614e-18]], [[6.938893903907228e-18]], [[-6.938893903907228e-18]], [[-7.806255641895632e-18]], [[-1.734723475976807e-18]], [[5.204170427930421e-18]], [[0.0]], [[1.734723475976807e-18]], [[8.673617379884035e-19]], [[0.0]], [[0.0]], [[6.938893903907228e-18]], [[6.938893903907228e-18]], [[6.938893903907228e-18]], [[1.3877787807814457e-17]], [[3.469446951953614e-18]], [[5.637851296924623e-18]], [[6.938893903907228e-18]], [[8.673617379884035e-18]], [[-6.071532165918825e-18]], [[-6.071532165918825e-18]], [[-6.938893903907228e-18]], [[0.0]], [[8.321251673826247e-18]], [[5.204170427930421e-18]], [[-6.938893903907228e-18]], [[-3.469446951953614e-18]], [[2.7647155398380363e-18]], [[3.469446951953614e-18]], [[-6.938893903907228e-18]], [[-1.0408340855860843e-17]], [[-1.3877787807814457e-17]], [[0.0]], [[-1.3877787807814457e-17]], [[-3.469446951953614e-18]], [[-1.734723475976807e-17]], [[-6.938893903907228e-18]], [[6.938893903907228e-18]], [[1.3877787807814457e-17]], [[-1.3877787807814457e-17]], [[-6.938893903907228e-18]], [[-1.3877787807814457e-17]], [[-6.938893903907228e-18]], [[0.0]], [[-6.938893903907228e-18]], [[-6.938893903907228e-18]], [[0.0]], [[7.806255641895632e-18]], [[1.214306433183765e-17]], [[5.204170427930421e-18]], [[6.938893903907228e-18]], [[1.3877787807814457e-17]], [[1.3877787807814457e-17]], [[0.0]], [[0.0]], [[1.3877787807814457e-17]], [[1.3877787807814457e-17]], [[1.3877787807814457e-17]], [[1.3877787807814457e-17]], [[0.0]], [[1.3877787807814457e-17]], [[1.3877787807814457e-17]], [[1.3877787807814457e-17]], [[1.3877787807814457e-17]], [[1.3877787807814457e-17]], [[2.7755575615628914e-17]], [[1.3877787807814457e-17]], [[1.3877787807814457e-17]], [[0.0]], [[1.3877787807814457e-17]], [[2.7755575615628914e-17]], [[1.3877787807814457e-17]], [[1.3877787807814457e-17]], [[0.0]], [[4.163336342344337e-17]], [[4.85722573273506e-17]], [[6.938893903907228e-18]], [[3.469446951953614e-17]], [[3.469446951953614e-17]], [[2.0816681711721685e-17]], [[-1.3877787807814457e-17]], [[0.0]], [[0.0]], [[0.0]], [[0.0]], [[-2.7755575615628914e-17]], [[8.326672684688674e-17]], [[0.0]], [[5.551115123125783e-17]], [[2.7755575615628914e-17]], [[1.3877787807814457e-17]], [[6.938893903907228e-17]], [[1.3877787807814457e-17]], [[-5.551115123125783e-17]], [[-2.7755575615628914e-17]], [[6.938893903907228e-18]], [[6.245004513516506e-17]], [[1.3877787807814457e-17]], [[0.0]], [[4.163336342344337e-17]], [[3.469446951953614e-17]], [[6.938893903907228e-18]], [[6.938893903907228e-17]], [[0.0]], [[1.3877787807814457e-17]], [[1.3877787807814457e-17]], [[1.249000902703301e-16]], [[2.7755575615628914e-17]], [[3.469446951953614e-17]], [[4.163336342344337e-17]], [[6.938893903907228e-17]], [[-1.3877787807814457e-17]], [[2.42861286636753e-17]], [[5.898059818321144e-17]], [[0.0]], [[5.551115123125783e-17]], [[-2.0816681711721685e-17]], [[-3.2959746043559335e-17]], [[-3.2959746043559335e-17]], [[-1.0408340855860843e-17]], [[5.551115123125783e-17]], [[1.734723475976807e-17]], [[2.2551405187698492e-17]], [[1.734723475976807e-17]], [[-1.734723475976807e-18]], [[3.0357660829594124e-18]], [[-3.3881317890172014e-21]]], [[[5.037314841631203e-06]], [[0.0018728215563307846]], [[0.003547360589045926]], [[0.00505021627030542]], [[0.006332537698580599]], [[0.0074945029350892145]], [[0.008538994678846069]], [[0.009455972886719819]], [[0.010233624800101485]], [[0.010908958912816173]], [[0.011496842371771322]], [[0.012006931281841073]], [[0.012443137518449165]], [[0.012815736966241043]], [[0.01312311311669078]], [[0.01337518199621945]], [[0.013576106812778519]], [[0.013728080708209175]], [[0.013842157294411121]], [[0.013912376530088855]], [[0.013946661311955856]], [[0.013940018888914562]], [[0.013917721606106756]], [[0.013852456441921759]], [[0.013765433423802155]], [[0.013651456166405547]], [[0.013516562284813405]], [[0.013362749973216856]], [[0.013190957705215186]], [[0.013006168621443737]], [[0.012808720222827264]], [[0.012601961232116966]], [[0.012385049608514644]], [[0.012157630648361584]], [[0.011918923443226884]], [[0.011668192803567054]], [[0.011404732579124287]], [[0.01112791259413667]], [[0.01083689662644728]], [[0.010531153943447486]], [[0.010209854007740927]], [[0.009872332274957912]], [[0.009517972817845392]], [[0.009145880527413074]], [[0.008755601429547507]], [[0.008346244128657643]], [[0.007917169979697457]], [[0.00746777415662345]], [[0.006997120379299147]], [[0.0065048080309542435]], [[0.005989903459625939]], [[0.005883017512974946]], [[0.005774984527816629]], [[0.005665901664849133]], [[0.005555866084770737]], [[0.005444974948279658]], [[0.00533332541607408]], [[0.005221014648852228]], [[0.00510813980731234]], [[0.00499405032132118]], [[0.004878207047341935]], [[0.004761605447645256]], [[0.004643994397647332]], [[0.004525365621945315]], [[0.004407065579226177]], [[0.004284304340095279]], [[0.00415723674609547]], [[0.003987698616688813]], [[0.0037575652638707803]], [[0.0034217944922882854]], [[0.0029636513952074773]], [[0.002352313828288351]], [[0.0016497453066636673]], [[0.0008646172646898324]], [[5.425035318157995e-05]], [[2.3491588148197295e-05]], [[1.6791090934315574e-05]], [[1.1408367553608287e-05]], [[7.158245026195678e-06]], [[3.923709952426135e-06]], [[1.593156505228302e-06]], [[1.7049568759087454e-07]], [[-0.00048129771898126894]], [[-0.001129180059949192]], [[-0.0018735627494845739]], [[-0.0025072832626352043]], [[-0.002996927162368393]], [[-0.003001760959543069]], [[-0.0007304652293076263]], [[-1.5225490556850137e-05]], [[-1.2557549960054773e-05]], [[-1.3118461482908642e-05]], [[-1.37961229194428e-05]], [[-1.4747599886783327e-05]], [[-2.208456665089842e-05]], [[-2.412136416696936e-05]], [[-1.5514461256411458e-05]], [[-1.1721636388033543e-05]], [[-1.0115789521359525e-05]], [[-1.3098190717129171e-05]], [[-1.8404450216686166e-05]], [[-2.6507698111865458e-05]], [[-3.400414438146232e-05]], [[-0.000511261342174843]], [[-0.0008257540058169508]], [[-0.0009274894870893412]], [[-0.0008966233281725508]], [[-0.0007889161178600106]], [[-0.0006486471342975614]], [[-0.0005044837630023974]], [[-0.0003470475569126649]], [[-0.0002157338438285722]], [[-0.00010653007055545782]], [[-4.2520304872575854e-05]], [[-4.175791656994832e-05]], [[-4.111751826308546e-05]], [[-4.07339478903368e-05]], [[-0.0001174032828095764]], [[-0.0003602365640455289]], [[-0.0007333652418649687]], [[-0.0012590496497086557]], [[-0.0019692342864577163]], [[-0.00285803384893241]], [[-0.0038140486090625716]], [[-0.004684765695863152]], [[-0.004855756428134947]], [[-0.005071839912133377]], [[-0.0053296275616266375]], [[-0.005612629917594786]], [[-0.005901494167268637]], [[-0.0060233807173894205]], [[-0.00603829896215366]], [[-0.0061036547819191544]], [[-0.006200592640728725]], [[-0.006309980436492751]], [[-0.006413059824829523]], [[-0.00651046306913354]], [[-0.006600362541156937]], [[-0.006686053277271828]], [[-0.0067685790092085335]], [[-0.006850274641991505]], [[-0.006932501498384203]], [[-0.007016407594732377]], [[-0.007102612342160156]], [[-0.007190363392834409]], [[-0.007279676860036652]], [[-0.007370720925091723]], [[-0.007463442492872431]], [[-0.007557697173452761]], [[-0.007653367372381946]], [[-0.008146023863814592]], [[-0.008663815938753046]], [[-0.009198270665752614]], [[-0.009739285176404266]], [[-0.01028032374793756]], [[-0.010812214017375268]], [[-0.011323996996831093]], [[-0.01181150679125735]], [[-0.012261852988615998]], [[-0.01267718810624624]], [[-0.013057761725005057]], [[-0.013406795901162435]], [[-0.013726899981233456]], [[-0.014020602703998575]], [[-0.014290543078044365]], [[-0.014539174174040104]], [[-0.014769348418700673]], [[-0.014983173430240061]], [[-0.015183809445184854]], [[-0.015373417904439683]], [[-0.015554970899906886]], [[-0.015730249354284916]], [[-0.015900333424919505]], [[-0.01605925755635243]], [[-0.01620394071575295]], [[-0.01633044384517015]], [[-0.01643024167769723]], [[-0.01650759620582682]], [[-0.016535673819542906]], [[-0.016545567619031497]], [[-0.01650461223725072]], [[-0.016421001314125293]], [[-0.01627833974097099]], [[-0.01608619063257123]], [[-0.015829708254695547]], [[-0.015508729780829525]], [[-0.015119586481111807]], [[-0.014652093666498632]], [[-0.01410863941970121]], [[-0.013478825605713618]], [[-0.01276085353249917]], [[-0.011950473144181307]], [[-0.011038208962622014]], [[-0.009969972846242046]], [[-0.008762737462346631]], [[-0.0074204356073437035]], [[-0.0059310628831421835]], [[-0.004174915936742742]], [[-0.0022054375757723367]], [[5.037314841631877e-06]]], [[[6.628176459505624e-05]], [[0.021017913871025227]], [[0.03980944097459122]], [[0.05667433626304082]], [[0.0710639833567511]], [[0.08410294349810721]], [[0.09582328934811403]], [[0.10611211471051356]], [[0.11483713590122692]], [[0.12241342713491807]], [[0.12900806063511425]], [[0.13472946483645012]], [[0.13962184770628672]], [[0.14380083653667713]], [[0.14717332865961236]], [[0.14989360166734064]], [[0.15204283642344005]], [[0.15365015411727595]], [[0.15484588561236928]], [[0.1555363429995324]], [[0.15586551367844678]], [[0.1557409714371772]], [[0.15541412364216983]], [[0.15462896918639785]], [[0.15359823790540128]], [[0.15226711983683852]], [[0.15069993820254873]], [[0.14891845466944795]], [[0.14693198600715077]], [[0.14479447471645618]], [[0.14250902002896507]], [[0.14011165592860883]], [[0.13759518803813622]], [[0.13495637553817402]], [[0.13218958481765286]], [[0.1292876607148269]], [[0.12624501510856703]], [[0.12305656016898535]], [[0.11971447523168527]], [[0.11621524440515185]], [[0.11255108428393981]], [[0.10871668246589015]], [[0.10470704016169338]], [[0.10051395735263696]], [[0.09613441338643285]], [[0.09156023210819939]], [[0.0867862690397916]], [[0.08180759466271678]], [[0.07661574749076644]], [[0.07120804606456874]], [[0.06557604555950071]], [[0.06440996966516377]], [[0.06323256355780071]], [[0.062044793559670686]], [[0.06084762599303319]], [[0.05964202718014729]], [[0.05842896344327243]], [[0.0572094011046677]], [[0.05598430648659247]], [[0.05474729399936089]], [[0.053493068147667466]], [[0.05223141898623546]], [[0.050959887474198835]], [[0.049678399073940574]], [[0.04839852461618504]], [[0.04707912370395256]], [[0.0457216420936772]], [[0.04399804333987668]], [[0.04175310051103697]], [[0.03840143173205585]], [[0.03338895738499617]], [[0.02695674740391834]], [[0.019870256593639474]], [[0.012261388519691246]], [[0.004660933276055476]], [[0.003408734620221848]], [[0.002511869109475936]], [[0.0017720434883921137]], [[0.0011669694606279441]], [[0.0006834371163082983]], [[0.0003077485724231866]], [[4.028737683333403e-05]], [[-0.004837498780204668]], [[-0.011349331083882083]], [[-0.018831083460051235]], [[-0.025200575955975944]], [[-0.03012196177244626]], [[-0.030170546020852337]], [[-0.009777090703829806]], [[-0.0023156220436655077]], [[-0.0019802391404299697]], [[-0.002064655262601473]], [[-0.002155359839026279]], [[-0.002278026369139134]], [[-0.0031832000946034663]], [[-0.003428247890482544]], [[-0.0023486989918765186]], [[-0.0018567293912132767]], [[-0.0016472020711972976]], [[-0.0020689399508553967]], [[-0.0027900233298745938]], [[-0.0038552331739845]], [[-0.004826519619954027]], [[-0.009357228739735688]], [[-0.012367918025149971]], [[-0.013441187822075807]], [[-0.01328992009215735]], [[-0.012427156586096683]], [[-0.011260245577863155]], [[-0.01005143631610141]], [[-0.008709077348695825]], [[-0.007584602866883606]], [[-0.006629854435300259]], [[-0.006024511627341144]], [[-0.0059238110168319605]], [[-0.005834600418600865]], [[-0.005774121726724667]], [[-0.006379758949356343]], [[-0.008395080553812285]], [[-0.011596567622051726]], [[-0.016268498653960822]], [[-0.02291613055923751]], [[-0.03207255843119059]], [[-0.03993233716815818]], [[-0.04708634062769093]], [[-0.048804959740496985]], [[-0.05097680379676468]], [[-0.05356781428942813]], [[-0.05641225650845377]], [[-0.05931561632158508]], [[-0.06087509221586755]], [[-0.061555836846668974]], [[-0.06260505218503969]], [[-0.06387488425902717]], [[-0.06522026562422406]], [[-0.06649318355977418]], [[-0.06770229845930388]], [[-0.0688354654093008]], [[-0.06992261671219283]], [[-0.07097379326307507]], [[-0.07201120690470711]], [[-0.07304794570651305]], [[-0.07409519247416405]], [[-0.07515744951161382]], [[-0.07622985242837327]], [[-0.07731227071583283]], [[-0.07840564781275831]], [[-0.07950967303394184]], [[-0.08062328627692517]], [[-0.08174552770191279]], [[-0.08741446552303384]], [[-0.09321949482241743]], [[-0.09909894615104015]], [[-0.10496969680152729]], [[-0.11078226951841164]], [[-0.1164650594732686]], [[-0.1219319647390304]], [[-0.1271519530737345]], [[-0.13202275817993978]], [[-0.13656328906412052]], [[-0.14077606868663362]], [[-0.14468706512667662]], [[-0.14831886675596145]], [[-0.1516910100267151]], [[-0.15482631210042397]], [[-0.15774469721802134]], [[-0.1604691716754566]], [[-0.16301845140322307]], [[-0.1654169466700685]], [[-0.16768379015169543]], [[-0.1698436426422305]], [[-0.17190873807645843]], [[-0.17388976697818545]], [[-0.17572344448396782]], [[-0.17738103659890875]], [[-0.1788231702321233]], [[-0.17996137766841222]], [[-0.18084461001875446]], [[-0.18119748482060266]], [[-0.18133315814304388]], [[-0.1809186522910824]], [[-0.18006218190841938]], [[-0.1785640399055454]], [[-0.17654285829432112]], [[-0.17383899911088999]], [[-0.17045326310312225]], [[-0.16633344301331082]], [[-0.1613569020417957]], [[-0.15553476789015547]], [[-0.14874053932978604]], [[-0.14093849670994354]], [[-0.13207652630028813]], [[-0.12203397105971878]], [[-0.11024435300622683]], [[-0.09688403050077786]], [[-0.08201850644720435]], [[-0.06553966951356796]], [[-0.04612355055407122]], [[-0.024351978664601894]], [[6.628176459506226e-05]]], [[[0.00017846327256128223]], [[0.04365487926189311]], [[0.08266073848820363]], [[0.11766646921043886]], [[0.14752398153017715]], [[0.17457603748161118]], [[0.198882310421072]], [[0.22020150187644663]], [[0.23826479610342483]], [[0.25392509928573226]], [[0.2675323151615092]], [[0.27930843072643763]], [[0.2893494473434235]], [[0.2979025863338945]], [[0.30464340458043315]], [[0.30997591204202807]], [[0.314133478820555]], [[0.31718904694519884]], [[0.31943021015055667]], [[0.3205879203508209]], [[0.32111448838578804]], [[0.3207166556660687]], [[0.3198252424438285]], [[0.3180511003241212]], [[0.31576424028508193]], [[0.3128609070373913]], [[0.30946476906761605]], [[0.3056190599330303]], [[0.3013396849390237]], [[0.2967328679814858]], [[0.29180310556268674]], [[0.28662073006169014]], [[0.28117714190255605]], [[0.27546769514317243]], [[0.26948946966029996]], [[0.26323070391685555]], [[0.2566863534130705]], [[0.2498514250497506]], [[0.24271408794322932]], [[0.2352738806876195]], [[0.22751897539273477]], [[0.219444364200091]], [[0.21104504035384813]], [[0.20230917409338167]], [[0.19323630621958215]], [[0.18381460661757665]], [[0.1740390721836807]], [[0.1639046850258106]], [[0.15339963447565766]], [[0.14252343821646302]], [[0.13126428421863265]], [[0.1289418492492133]], [[0.12660025216784423]], [[0.12424114818772765]], [[0.12186619252206607]], [[0.11947704038406164]], [[0.11707534698691684]], [[0.11466276754383384]], [[0.11224095726801504]], [[0.10979924559817437]], [[0.10732877205486578]], [[0.10484595763152094]], [[0.10234671185129879]], [[0.09983093154168948]], [[0.09731269256862987]], [[0.0947420281344122]], [[0.0921211173540087]], [[0.08905064428279535]], [[0.08534370430046537]], [[0.07976152840434911]], [[0.0705379099525098]], [[0.059311516609300896]], [[0.04761570965950134]], [[0.035756891321455014]], [[0.02446613738557673]], [[0.0193770289550427]], [[0.015050618193539375]], [[0.011267098435427215]], [[0.007946662559829952]], [[0.005052799622903264]], [[0.0025331984345727107]], [[0.00038815635659479245]], [[-0.008446111444082801]], [[-0.019815553348047663]], [[-0.03287844333258682]], [[-0.04399936468206014]], [[-0.05259194009217281]], [[-0.0526767665686453]], [[-0.026841507344746916]], [[-0.014251623499878026]], [[-0.012874802089967927]], [[-0.013385634078442864]], [[-0.013823177074005205]], [[-0.014362877907391965]], [[-0.017876241504279317]], [[-0.018752310599160875]], [[-0.014349023120606642]], [[-0.012150036542072633]], [[-0.011199393001085233]], [[-0.013483954513126475]], [[-0.017082661089373525]], [[-0.022005720574598545]], [[-0.026334748140732347]], [[-0.03323648749954181]], [[-0.03793874034166618]], [[-0.0400191086397464]], [[-0.040392311181470054]], [[-0.039757334194736996]], [[-0.038666804442458104]], [[-0.03747700125975367]], [[-0.03603587542444813]], [[-0.034795939647443916]], [[-0.03364637927739968]], [[-0.032758454218486326]], [[-0.03228761242038951]], [[-0.03181850888644484]], [[-0.031425370857860416]], [[-0.03179116557058677]], [[-0.0337208700233286]], [[-0.037213090632192206]], [[-0.04286622492937961]], [[-0.051912040613538005]], [[-0.06657048832182952]], [[-0.07470796691586741]], [[-0.08221117947624482]], [[-0.08521183109730349]], [[-0.0890037983456404]], [[-0.09352761620444251]], [[-0.09849391740051813]], [[-0.1035630867498365]], [[-0.10732986758079396]], [[-0.11017557314134543]], [[-0.11323230218111943]], [[-0.11637197427939491]], [[-0.1194887519561771]], [[-0.12245073226020023]], [[-0.1252802337963673]], [[-0.1279754846037111]], [[-0.1305787990757895]], [[-0.13310630464528947]], [[-0.13559286072891732]], [[-0.1380594625978225]], [[-0.14052452411097152]], [[-0.14299052584552596]], [[-0.14545739599899604]], [[-0.1479239936490006]], [[-0.15038963407425887]], [[-0.1528544709381156]], [[-0.15531787450586113]], [[-0.15777886230630217]], [[-0.16991594193594137]], [[-0.1819267828196343]], [[-0.1937770520721746]], [[-0.20537912910976053]], [[-0.21669724466665805]], [[-0.2276706483558904]], [[-0.23822408090805233]], [[-0.2483371999579922]], [[-0.2579166648016183]], [[-0.26698697995782583]], [[-0.27555259549970684]], [[-0.28363881825929305]], [[-0.2912737289390215]], [[-0.2984730810620399]], [[-0.3052651383058659]], [[-0.311669916295798]], [[-0.31770990260797494]], [[-0.323410070758508]], [[-0.3287900840840584]], [[-0.33387525590069506]], [[-0.3386923728314247]], [[-0.3432451057492602]], [[-0.3475516014475399]], [[-0.35149098496078784]], [[-0.35502006001483327]], [[-0.3580707636560423]], [[-0.3604799529659305]], [[-0.362352182805675]], [[-0.3631889142338423]], [[-0.36353890819222123]], [[-0.3628062491069702]], [[-0.3612606127314151]], [[-0.35844429581365406]], [[-0.354634712771669]], [[-0.3495205968615859]], [[-0.3431109553669766]], [[-0.3352667668666544]], [[-0.3257106261189996]], [[-0.31442176699671376]], [[-0.30111067013320325]], [[-0.2856598952638502]], [[-0.2679491175414043]], [[-0.2476883149052171]], [[-0.22381712730644754]], [[-0.19666147479915377]], [[-0.16641681508372638]], [[-0.1329335521822446]], [[-0.09352283111954279]], [[-0.04933998996860265]], [[0.00017846327256128974]]], [[[0.00029996199543164093]], [[0.05568714545651428]], [[0.10536115221613516]], [[0.14993744270991194]], [[0.18792262420708147]], [[0.22232879121319862]], [[0.25320850611617574]], [[0.2802305877282251]], [[0.30307190284897906]], [[0.32278824400894246]], [[0.33983487822436764]], [[0.3544824840440215]], [[0.36686657588539895]], [[0.3773262927876343]], [[0.3855710711734561]], [[0.39207679731559497]], [[0.39710124386747286]], [[0.40074705727993504]], [[0.40339275890699633]], [[0.40463656138949383]], [[0.40517675007186216]], [[0.4045590189280487]], [[0.4032555680267627]], [[0.40088868322021975]], [[0.3978693036512542]], [[0.39407402269815]], [[0.389651630397138]], [[0.3846553670324155]], [[0.3791026062575997]], [[0.3731233570645972]], [[0.3667217454315038]], [[0.3599833155267754]], [[0.3529023156305865]], [[0.3454745477838031]], [[0.3377034456792102]], [[0.32957661050184767]], [[0.32109297774749446]], [[0.3122507452463386]], [[0.30303849342572603]], [[0.2934611978719048]], [[0.2835073823379996]], [[0.2731755930825373]], [[0.2624638491849636]], [[0.25136137387556573]], [[0.23987231121888236]], [[0.2279858434185023]], [[0.2157002431220982]], [[0.2030133892813819]], [[0.18991498629960443]], [[0.17640855746636872]], [[0.1624837762218975]], [[0.15961885861827915]], [[0.15673318838045475]], [[0.15382857900390903]], [[0.1509068439841267]], [[0.14796979681659236]], [[0.1450192509967908]], [[0.1420570200202066]], [[0.13908491738232437]], [[0.13609151560885588]], [[0.13306731407905592]], [[0.13002996068200945]], [[0.12697509365032378]], [[0.12390262409658499]], [[0.12082231257980156]], [[0.11769962233708132]], [[0.11453664781284706]], [[0.11105613105170413]], [[0.10713114383849097]], [[0.10174735266466514]], [[0.09334738056304885]], [[0.083471477131116]], [[0.07329436552548038]], [[0.06304568332718295]], [[0.05319309281590014]], [[0.044835896400612495]], [[0.03684786750736012]], [[0.029199302891133132]], [[0.02182842420452868]], [[0.014751856959871353]], [[0.007915529634866431]], [[0.0013151958228515878]], [[-0.009411447614719836]], [[-0.022080343543476523]], [[-0.0366362377677315]], [[-0.049028208842339244]], [[-0.05860286031162104]], [[-0.0586973819083283]], [[-0.04567798489546391]], [[-0.03582873021747608]], [[-0.03403102022732114]], [[-0.03529417057737296]], [[-0.03610199641951192]], [[-0.03693778118334121]], [[-0.040790056124722536]], [[-0.041462529517276435]], [[-0.03581659953644167]], [[-0.03229459406706554]], [[-0.030724981571030104]], [[-0.03571550401666657]], [[-0.04273131145265914]], [[-0.051155669293834846]], [[-0.05804795682265031]], [[-0.06424506776654633]], [[-0.06870040659362678]], [[-0.07135838397253573]], [[-0.0728015593775151]], [[-0.07347638285004825]], [[-0.07372610387247364]], [[-0.07378889004048297]], [[-0.0735024976740404]], [[-0.07315106856833783]], [[-0.07257859489196666]], [[-0.07189919845841657]], [[-0.07107597112043626]], [[-0.07009015372106354]], [[-0.06905116727553699]], [[-0.06827516793576337]], [[-0.06812831237847407]], [[-0.06887189078462569]], [[-0.07101793493662752]], [[-0.07562002011217857]], [[-0.08476672711892959]], [[-0.08806933064888141]], [[-0.09160738809894199]], [[-0.09495099488516345]], [[-0.09917635958118087]], [[-0.1042172207015344]], [[-0.10975113815635693]], [[-0.11539968093217798]], [[-0.12060648986329338]], [[-0.1253798605637087]], [[-0.12997033685774226]], [[-0.13436097163290703]], [[-0.1385764067826385]], [[-0.142592007501791]], [[-0.14643960339927578]], [[-0.15013601086194414]], [[-0.15371876262775927]], [[-0.15720447211240307]], [[-0.1606281907383635]], [[-0.1640115186379463]], [[-0.167373899999131]], [[-0.1707128963069733]], [[-0.17403657069352507]], [[-0.1773427689322191]], [[-0.18062847312291402]], [[-0.18389452761138556]], [[-0.1871414115268861]], [[-0.19036870058573518]], [[-0.20605831860604978]], [[-0.2212554361566085]], [[-0.23599271412128442]], [[-0.2502281270531641]], [[-0.26397076220881316]], [[-0.27721507252595834]], [[-0.28994978959133794]], [[-0.30218496737164313]], [[-0.3138989955275308]], [[-0.32511095036100346]], [[-0.3358258341399334]], [[-0.3460524751305991]], [[-0.35581118074129003]], [[-0.3651017547902258]], [[-0.37394449923900946]], [[-0.38234743377575636]], [[-0.3903185194325959]], [[-0.39787813459130533]], [[-0.40502599195220584]], [[-0.41178247351892827]], [[-0.41816169449406915]], [[-0.42415064033996536]], [[-0.4297690305312227]], [[-0.4348721360315413]], [[-0.4394185655654001]], [[-0.4433331356752875]], [[-0.4464256627233103]], [[-0.4488311089792201]], [[-0.4499768109195209]], [[-0.4504761841429937]], [[-0.44965113658066913]], [[-0.447880236384863]], [[-0.44454804696020384]], [[-0.44003165500204594]], [[-0.43395274859687627]], [[-0.42632872240634434]], [[-0.41695837739163033]], [[-0.4054714072570244]], [[-0.39180580518525726]], [[-0.3755725764769615]], [[-0.3565876021555364]], [[-0.33468843785389096]], [[-0.30947517586384854]], [[-0.2796973104382539]], [[-0.24573542182966535]], [[-0.2078857209798944]], [[-0.16601938346625267]], [[-0.11677544546641846]], [[-0.061576170061833135]], [[0.00029996199543164126]]], [[[0.0003717728222645991]], [[0.05789738210232562]], [[0.10945339499891017]], [[0.15571463851440745]], [[0.1950971719254484]], [[0.23075825072695905]], [[0.262726946581307]], [[0.29063410829720965]], [[0.3141637159770965]], [[0.33437892214721293]], [[0.3517625151039274]], [[0.3665818947899522]], [[0.37899182528842307]], [[0.389370707570889]], [[0.39771138680966706]], [[0.40437421294369574]], [[0.40951024930757635]], [[0.4132274020436169]], [[0.41591896290212005]], [[0.4171584714645442]], [[0.41769089069794735]], [[0.4170312945637259]], [[0.41565241137386744]], [[0.4131871660804068]], [[0.41004817895022355]], [[0.4061097102976901]], [[0.40152371779340745]], [[0.3963448279084265]], [[0.3905904201454162]], [[0.38439372687700435]], [[0.3777586966286543]], [[0.3707728854302203]], [[0.3634313673639662]], [[0.3557301420350389]], [[0.3476741506778458]], [[0.3392510922004626]], [[0.3304609130472182]], [[0.3213026412665217]], [[0.3117651956107836]], [[0.3018548001712922]], [[0.2915603035374455]], [[0.28088116560287474]], [[0.26981619874617396]], [[0.25835511106148984]], [[0.2465031054251012]], [[0.23424983968538593]], [[0.2215944363781025]], [[0.2085355399622253]], [[0.19506344495062444]], [[0.18118260605989644]], [[0.1668832796729305]], [[0.16394278248459876]], [[0.160981566656238]], [[0.15800144742345576]], [[0.15500424001248336]], [[0.1519917596425697]], [[0.1489658215288009]], [[0.14592824088525705]], [[0.14288083292839113]], [[0.13981221825115037]], [[0.13671293477001636]], [[0.1336005707568113]], [[0.13047078707359794]], [[0.1273234990971622]], [[0.12416719165510859]], [[0.12097187339808739]], [[0.11773957337900537]], [[0.11422907032269765]], [[0.110330935835018]], [[0.10578803297723441]], [[0.10052612887098446]], [[0.0942994716740756]], [[0.08731324470120562]], [[0.07955417185990621]], [[0.07122809556460198]], [[0.0623805819274038]], [[0.05306612106469065]], [[0.04341245311971437]], [[0.03344212663561271]], [[0.023267444580116745]], [[0.012872477879291647]], [[0.002246738170407966]], [[-0.009407663866851539]], [[-0.022137786301330946]], [[-0.03676330655484825]], [[-0.049219465877594966]], [[-0.05885015017289138]], [[-0.05897027395319023]], [[-0.05688905032719122]], [[-0.05238773085299915]], [[-0.05112763060699983]], [[-0.05295707659850404]], [[-0.053894726912143504]], [[-0.05468385920282713]], [[-0.056232495299903915]], [[-0.055965767536880574]], [[-0.05214543872584282]], [[-0.04864366454411193]], [[-0.047026018869875466]], [[-0.0537007793517007]], [[-0.06229001494740237]], [[-0.07137213497375511]], [[-0.07818811424315338]], [[-0.08346838600628377]], [[-0.08747644715361443]], [[-0.09038875960804249]], [[-0.09255410772288268]], [[-0.0941788718524579]], [[-0.09540624027965094]], [[-0.09636843037858887]], [[-0.09690345155697314]], [[-0.0971715648888003]], [[-0.09700105692345862]], [[-0.09656197614954662]], [[-0.0956541870966043]], [[-0.0943729530630018]], [[-0.09281520777966144]], [[-0.09116507439945734]], [[-0.08960507695099781]], [[-0.08832507416451363]], [[-0.08750568358127801]], [[-0.0873579203500535]], [[-0.08796634580497477]], [[-0.08956443654404311]], [[-0.09203913700216196]], [[-0.09539266655372233]], [[-0.09963482626724719]], [[-0.10470017123800376]], [[-0.11026334868196244]], [[-0.11594251780811635]], [[-0.12140165344543234]], [[-0.12655621799917846]], [[-0.13143345684479538]], [[-0.13604449415351294]], [[-0.14044600054740963]], [[-0.14464060888076283]], [[-0.14866185685338204]], [[-0.1525308461341239]], [[-0.15628313384238546]], [[-0.15993510800508362]], [[-0.16352113667198018]], [[-0.1670625202005311]], [[-0.17057855409809478]], [[-0.17406562385402796]], [[-0.17753365331469795]], [[-0.18098028046823564]], [[-0.18440196845806256]], [[-0.18779971627767128]], [[-0.19117426962189374]], [[-0.19452535227605044]], [[-0.21077368291489743]], [[-0.22644843865823058]], [[-0.24159830789714415]], [[-0.2561935138103529]], [[-0.27025414172286705]], [[-0.2837885285423696]], [[-0.2968016008828482]], [[-0.3093107840997664]], [[-0.32131280894808667]], [[-0.3328249999002631]], [[-0.3438523925870102]], [[-0.3543995211807369]], [[-0.36448433069121194]], [[-0.37410265101848517]], [[-0.3832723748450554]], [[-0.39199836264515936]], [[-0.4002847863028874]], [[-0.40815045298467495]], [[-0.41559010550254527]], [[-0.4226224707231489]], [[-0.42925820899537676]], [[-0.4354804157943935]], [[-0.44130879143892204]], [[-0.4465956768678711]], [[-0.45130099451598793]], [[-0.4553493535190864]], [[-0.4585477937307455]], [[-0.4610360456707809]], [[-0.4622349056277932]], [[-0.46276111730657477]], [[-0.4619302397297014]], [[-0.460140101985553]], [[-0.4567487668091667]], [[-0.4521503131511741]], [[-0.4459575999208517]], [[-0.43818975077685296]], [[-0.4286342564977865]], [[-0.41690536588519794]], [[-0.40293207991213764]], [[-0.3863087091747654]], [[-0.3668383455642925]], [[-0.344352350677954]], [[-0.31843015346726744]], [[-0.28779918042864083]], [[-0.25284828097343187]], [[-0.2138914491001002]], [[-0.17080772861463547]], [[-0.1201386433915796]], [[-0.06334335821193761]], [[0.0003717728222645926]]], [[[0.0004020999948304102]], [[0.057992251222120234]], [[0.10961362086488534]], [[0.15593265428801398]], [[0.1953567257775744]], [[0.23105395200113016]], [[0.26305326524613665]], [[0.2911381813234179]], [[0.31465659226739673]], [[0.33483112402531584]], [[0.35214900581874176]], [[0.36687397801842314]], [[0.3791658894088033]], [[0.3894125422334954]], [[0.3976545136335922]], [[0.4042353886813614]], [[0.4092906943845297]], [[0.41293211408769476]], [[0.41555808039798386]], [[0.4167213561021896]], [[0.41721010806551084]], [[0.41651106433522234]], [[0.4150714838251858]], [[0.41256420592660337]], [[0.40938188039492346]], [[0.40540153882695185]], [[0.4007724128822073]], [[0.39554859019654576]], [[0.3897464565128666]], [[0.3834976466721486]], [[0.3768055117683588]], [[0.3697563249181165]], [[0.3623468640864684]], [[0.35457362173837703]], [[0.3464440668391232]], [[0.33794676533822865]], [[0.329083601450909]], [[0.31985527034873457]], [[0.31025201409551056]], [[0.3002821642128705]], [[0.28993590986321444]], [[0.27921459989843267]], [[0.2681187517791048]], [[0.25663972002090696]], [[0.24478457888378113]], [[0.23254462715836996]], [[0.21992071934497287]], [[0.20691348150674316]], [[0.1935151089906728]], [[0.17973367255487674]], [[0.16556121205958682]], [[0.16264998588741605]], [[0.15971939288246328]], [[0.15677111941462127]], [[0.15380684962792915]], [[0.1508282660089531]], [[0.14783705005602765]], [[0.14483488302870054]], [[0.14182344674978029]], [[0.13879211403899766]], [[0.13573234396456144]], [[0.13266063982374748]], [[0.1295729353208316]], [[0.12646889571241787]], [[0.1233536586199467]], [[0.12020712275197026]], [[0.11703082299695695]], [[0.11366138739073539]], [[0.11002311125496951]], [[0.1060578144521761]], [[0.10201323622875025]], [[0.09750475351080429]], [[0.09249457651108939]], [[0.0869276363659844]], [[0.08080039469173533]], [[0.07410441269211 | moment coefficients, spanwise
rotorse.Rhub | intermediate | m | 1.5 | hub radius
rotorse.Rtip | intermediate | m | 63 | tip radius
rotorse.ccblade.rthick | intermediate |  | [1.0, 0.989644284867579, 0.8725431227357069, 0.6848030945693581, 0.5017712241540202, 0.3987351373214435, 0.36623504443467997, 0.34586023801070664, 0.33129767634304697, 0.3197641388855598, 0.3084030557720048, 0.2944051296876956, 0.27733730258101197, 0.26020527716117003, 0.24611864861141383, 0.23464381546713864, 0.22434731219913395, 0.21431101965841373, 0.2028777183810298, 0.18938787997289533, 0.18061066859928146, 0.18, 0.18, 0.18, 0.18, 0.18, 0.18, 0.18, 0.18, 0.18] | 1D array of the relative thicknesses of the blade defined along span.
rotorse.precurve | intermediate | m | [0.0, 0.0, 0.0, 0.0, 0.0, 0.0, 0.0, 0.0, 0.0, 0.0, 0.0, 0.0, 0.0, 0.0, 0.0, 0.0, 0.0, 0.0, 0.0, 0.0, 0.0, 0.0, 0.0, 0.0, 0.0, 0.0, 0.0, 0.0, 0.0, 0.0] | precurve at each section
rotorse.precurveTip | intermediate | m | 0 | precurve at tip
rotorse.presweep | intermediate | m | [0.0, 0.0, 0.0, 0.0, 0.0, 0.0, 0.0, 0.0, 0.0, 0.0, 0.0, 0.0, 0.0, 0.0, 0.0, 0.0, 0.0, 0.0, 0.0, 0.0, 0.0, 0.0, 0.0, 0.0, 0.0, 0.0, 0.0, 0.0, 0.0, 0.0] | presweep at each section
rotorse.presweepTip | intermediate | m | 0 | presweep at tip
rotorse.hub_height | intermediate | m | 90 | hub height
rotorse.rc.blade_length | intermediate | m | 61.5 | blade length
rotorse.rc.s | intermediate |  | [0.0, 0.034482758620689655, 0.06896551724137931, 0.10344827586206896, 0.13793103448275862, 0.1724137931034483, 0.20689655172413793, 0.24137931034482757, 0.27586206896551724, 0.3103448275862069, 0.3448275862068966, 0.3793103448275862, 0.41379310344827586, 0.4482758620689655, 0.48275862068965514, 0.5172413793103449, 0.5517241379310345, 0.5862068965517241, 0.6206896551724138, 0.6551724137931034, 0.6896551724137931, 0.7241379310344828, 0.7586206896551724, 0.7931034482758621, 0.8275862068965517, 0.8620689655172413, 0.896551724137931, 0.9310344827586207, 0.9655172413793103, 1.0] | blade nondimensional span location
rotorse.rc.chord | intermediate | m | [3.542, 3.5829065688610924, 3.8701677888975055, 4.113082662273744, 4.386184316700438, 4.5705983562554815, 4.6343256119198495, 4.646781924312676, 4.545529346958071, 4.426741607305162, 4.320291925514559, 4.205548041683577, 4.080209090674618, 3.9498741541952938, 3.8144707942245812, 3.6834791267944174, 3.5568910997434435, 3.4298965523912854, 3.3026551714743477, 3.1754137920031074, 3.0481724135647097, 2.9209310350823983, 2.793689656426132, 2.666448158844707, 2.5392068063848345, 2.416417405464169, 2.280796764281841, 2.1030278893097076, 1.5245990923819477, 1.419] | Chord distribution
rotorse.rc.coord_xy_interp | intermediate |  | [[[0.9999999999999998, 4.336808689942018e-19], [0.999310113472703, -0.022458662776405094], [0.9977156747146716, -0.04481597788321213], [0.9955181329469308, -0.06708079917920928], [0.9919396862074491, -0.08919315157447237], [0.9874356440341693, -0.11110058375506152], [0.9819915326294707, -0.1327586545797957], [0.975626529462686, -0.15412712184956692], [0.9682675382227565, -0.17512661114177105], [0.9600606107281728, -0.19575847919035488], [0.9509265666015069, -0.2159363078916257], [0.9409403354275221, -0.2356383539369196], [0.9301479657016355, -0.25483397354807125], [0.9185415472119017, -0.27346355046334336], [0.9061818532599231, -0.2915091340658063], [0.8930916444348403, -0.30892667274752666], [0.8793058160179221, -0.32568448178550335], [0.8649045992106825, -0.3417904599428264], [0.8498519199312867, -0.3571497281866142], [0.8342455035576795, -0.3717941767975284], [0.8181212017044299, -0.3856982435999456], [0.8014930485318991, -0.39881216938094055], [0.7844334870013709, -0.411156320613968], [0.7669737666731877, -0.42270396259936494], [0.7491624871044766, -0.4334540659386784], [0.7310219145418266, -0.4433631721872983], [0.7126368618751303, -0.4525063986525333], [0.694007845027337, -0.46079516407680154], [0.6751845969458387, -0.4682485934576786], [0.6562257930050002, -0.47490858582269957], [0.6371774555615161, -0.4808088426081778], [0.618038507550428, -0.48581809050568], [0.5988819912454483, -0.49006763002186154], [0.579739650495367, -0.49355633014005473], [0.5606406879428678, -0.49626787573508435], [0.5416244297290831, -0.4982520987406433], [0.5227143691038316, -0.49943314123860055], [0.5039513335119743, -0.4999223247247999], [0.4853620963160047, -0.4997380488138091], [0.46697307143353983, -0.49886883192034326], [0.44881112450742094, -0.4973536591223899], [0.4309043502757591, -0.49516304726634575], [0.413271363469139, -0.4923831822256312], [0.3959385296838809, -0.488993189490426], [0.37891769256131813, -0.4850608996009498], [0.36223201735528465, -0.48058499829206475], [0.3458913117197512, -0.4756121433781119], [0.3299202954617155, -0.47013281848769356], [0.3143240807655798, -0.4641965662803957], [0.2991074237497537, -0.457844201721311], [0.2842972618229185, -0.4510612235414027], [0.2698993229458805, -0.44387977909455717], [0.2559150188710926, -0.4363369395971797], [0.24234860887904425, -0.4284599351869233], [0.22920570242422245, -0.42027068732007816], [0.21648870045744983, -0.4117940145070322], [0.20419913639880613, -0.4030536555085155], [0.1923373779175772, -0.39407285495969185], [0.18090314103472596, -0.3848737799912002], [0.1699007465446024, -0.3754717387644647], [0.15931967390528448, -0.36589609231812326], [0.1491558741675362, -0.35616753030955783], [0.1394043080417189, -0.3463063195144983], [0.13005953149816488, -0.3363315602706393], [0.12111737925678266, -0.32625984615756204], [0.11261094866931468, -0.3160760637949729], [0.1044972827853424, -0.30582911345429314], [0.09675955375727384, -0.29554192275544366], [0.08938455682996531, -0.2852324577091274], [0.08236650339543387, -0.2749118997200268], [0.07575692236959942, -0.2645541464243929], [0.06950117317228469, -0.25420473430372753], [0.06356955827980676, -0.24388750598756093], [0.05794658337208492, -0.23361518372392842], [0.05269144884714007, -0.22336119546093497], [0.047768514971428935, -0.21315258469469006], [0.043118574375617155, -0.20302140462239798], [0.03875535749200771, -0.1929635142905562], [0.03473293759139035, -0.18296247772519303], [0.03096234160336464, -0.17305818109840526], [0.027444217361930416, -0.16325127755489982], [0.02421743855009463, -0.15353217826076873], [0.021200382231983592, -0.14393132190862676], [0.018436446787367028, -0.13443452183279775], [0.01594409751520625, -0.1250417519552673], [0.013625364061802184, -0.11578036747099697], [0.011553843096176259, -0.10663358145699245], [0.009663029267988323, -0.0976194418392808], [0.007966188852572413, -0.08873289691791561], [0.0064915665100005095, -0.07997244435331433], [0.005152828965165052, -0.07135273906847964], [0.004028664438844864, -0.06286333655364616], [0.002989965084555453, -0.05452115695010538], [0.002205487047828941, -0.04630604496940855], [0.0015054240704896638, -0.03823766417631746], [0.000968201091584951, -0.03030716171339099], [0.0005515446627134147, -0.022518749411906385], [0.0002653664021357644, -0.014871199858295193], [8.9039329764774e-05, -0.007365028943058316], [0.0, 0.0], [8.900962772126275e-05, 0.007363561990107389], [0.00026518444396752487, 0.014865268559062363], [0.0005509333091508455, 0.022505263896775644], [0.0009666759055770172, 0.030282947154827714], [0.0015026597623462431, 0.03819943815200925], [0.002199988057285168, 0.04625052666134543], [0.002982053857501411, 0.05444483263255158], [0.004016144757350506, 0.06276279058584346], [0.005133824803336867, 0.07122454084110141], [0.0064657703953243505, 0.07981283306518365], [0.007930976710904728, 0.08853840995198978], [0.00961937501988019, 0.09738574313235833], [0.01149080450620685, 0.10635882911176985], [0.013548881011865688, 0.11545915206081463], [0.015847899686502763, 0.12467111053728339], [0.01831818956961289, 0.13401076324985198], [0.02106150390453491, 0.14344916545926298], [0.02404162181606755, 0.15299206592539097], [0.027235227274345842, 0.16264734585653196], [0.030717107259710243, 0.17238665435784548], [0.034435598237709995, 0.18222433446561942], [0.0384117329063606, 0.1921518491435322], [0.04272767489707802, 0.20213100263008532], [0.047311140242092355, 0.21218675460779512], [0.05216685656067009, 0.22231551940478803], [0.05736038875178387, 0.23248086765582374], [0.0628996758986949, 0.24267031896347732], [0.06873478613884447, 0.2529069750979339], [0.07489693399410334, 0.2631689206833757], [0.08141550364173349, 0.27343114294371595], [0.08831854810544217, 0.28366562248371535], [0.09556164968618143, 0.29389571318003715], [0.10316190942808337, 0.3041027742324407], [0.11113752118302991, 0.31426464240993146], [0.11950388478206951, 0.32435856211366987], [0.12828723771405454, 0.33434944119891485], [0.13745549948940025, 0.34425407558231774], [0.14701725708344926, 0.3540531149237791], [0.15697988667619772, 0.3637265508690636], [0.16734946310365414, 0.3732538833746503], [0.17813290274297466, 0.3826118160770229], [0.18935085096380544, 0.3917583067071239], [0.2009847160309968, 0.40069529426239026], [0.21303476434878924, 0.40940187435619213], [0.22550080578318543, 0.4178559439044059], [0.23838152340985075, 0.4260350093722626], [0.25167457754377326, 0.433915964052831], [0.2653756882936202, 0.44147676472933994], [0.2794783875490727, 0.4486972018482934], [0.2939759116741604, 0.4555552446987327], [0.30887191191509034, 0.46200129022099895], [0.32415412396274634, 0.46801713600945327], [0.3398040988085606, 0.4735991335995822], [0.3558032526126016, 0.47874397515199507], [0.3721608147979496, 0.48335255978566405], [0.3888492369235169, 0.4874459287140901], [0.40584595639317056, 0.4910193773338437], [0.42314408870229003, 0.4939993018639285], [0.4407141237781399, 0.49641731982335], [0.4585392037765559, 0.49822494396960454], [0.4765956688717241, 0.4994079326200873], [0.4948603977754923, 0.49996242147273856], [0.5133061702015475, 0.49979105337718], [0.5319058735902094, 0.4989429945720848], [0.5506268737388514, 0.4973685699826268], [0.5694445969688418, 0.4951001855648567], [0.5883296725914272, 0.49212174466377334], [0.6072302047284699, 0.4883239016651495], [0.6261288693787725, 0.48378487619702326], [0.6449808395959229, 0.4784592054973735], [0.6637614847140635, 0.472378262404636], [0.6824233377242515, 0.46550043581879735], [0.7009169091050262, 0.4578040861929146], [0.7192197894143488, 0.44932573335507736], [0.73729483234536, 0.44007054928271094], [0.7550723529294948, 0.42998479446725035], [0.7725425490187585, 0.4191325157666161], [0.7896512521946386, 0.40749850593827613], [0.806361854431375, 0.3950985828032612], [0.8226178261871462, 0.38192709606565783], [0.838395938869225, 0.3680202004652146], [0.8536664352266886, 0.3534061981029239], [0.8683331945059514, 0.3380478237074927], [0.8824250539355032, 0.322033605271093], [0.8958799738812888, 0.3053653705881875], [0.9086336283811663, 0.28804842984712353], [0.9206886635755726, 0.2701428174256849], [0.9319849287536027, 0.25166247186650587], [0.9425076208070479, 0.23265305742574474], [0.95223782490726, 0.21315492288986485], [0.9611337412723463, 0.19319814477847605], [0.9691357623931091, 0.17280962811003842], [0.9762861395319717, 0.15205977248441663], [0.9824807425059061, 0.13096073690998672], [0.9877804271976285, 0.10958307738520225], [0.9921627636228181, 0.08796663966495433], [0.9956451517766974, 0.06615314798662696], [0.9977673067134226, 0.044194443299023556], [0.999327245898236, 0.022146577662310228], [1.0, -6.938893903907228e-18]], [[0.9999999999999998, -0.00017952331745353013], [0.9989072305493255, -0.02192870052555849], [0.9969426119812309, -0.04353347240471221], [0.9943955293630373, -0.06505911790269923], [0.9905129614341251, -0.0864660263017899], [0.9857375255143936, -0.10770860724953868], [0.9800557140901692, -0.1287331387103188], [0.9734875248953822, -0.1495043953282268], [0.9659642790682283, -0.1699480534063382], [0.9576277524129259, -0.190062763309597], [0.948403356998999, -0.2097686789227675], [0.9383630110159137, -0.22903996990138142], [0.9275526666986719, -0.2478495292751847], [0.915963933763798, -0.26613603679913256], [0.9036541981390039, -0.2838780483075763], [0.8906452690740866, -0.3010322288047926], [0.8769691804978788, -0.31756387365924726], [0.8627016168137064, -0.333476389006762], [0.8478070918582625, -0.3486769275113113], [0.8323786585866852, -0.3631934962973233], [0.8164506859110362, -0.37700154909957373], [0.8000328907888604, -0.3900441398172634], [0.7831959289523561, -0.4023431739936021], [0.765968849734547, -0.4138703421301702], [0.74839571681804, -0.42461894882383694], [0.7304994818007313, -0.4345502588266684], [0.7123619500508022, -0.44373711615571815], [0.6939464621104862, -0.4520914313362356], [0.6751266799548259, -0.4596251118566586], [0.6561713377472845, -0.46638060328345327], [0.6371264201874912, -0.47238809097939327], [0.6179908452592991, -0.4775156281188819], [0.5988376173197261, -0.4818923441797031], [0.5796984818774347, -0.48552155359816973], [0.5606026151993089, -0.4883817227326583], [0.5415893361602548, -0.4905237784997024], [0.522682130928623, -0.49187216975300124], [0.5039218210095051, -0.4925423534007364], [0.4853351774252542, -0.4925554153289345], [0.46694860898747836, -0.49190354713492634], [0.44878897191847256, -0.49062169206469075], [0.4308843598255703, -0.48868737962228215], [0.41325338633774616, -0.4861829164443885], [0.3959224115485218, -0.4830818726286019], [0.3789032912280716, -0.47946621737694317], [0.36221918803902214, -0.47532517008413117], [0.3458799184228904, -0.4706941038922647], [0.3299102065539657, -0.4655731694824538], [0.31431517659177793, -0.46000686895445037], [0.29909959681811443, -0.4540197253638056], [0.28429040858555354, -0.44760287982003505], [0.269893351482808, -0.4407781761149183], [0.2559098482140972, -0.43357741373614445], [0.24234416477043247, -0.4260264443396598], [0.2292019176920097, -0.41814158984365735], [0.21648550854266177, -0.40995852934343585], [0.2041964770602947, -0.40149255866083444], [0.1923351951347997, -0.3927680047912268], [0.1809013783446464, -0.38381304897361157], [0.1698993519121766, -0.3746391056809714], [0.15931860039517098, -0.36527469091628795], [0.1491550763208997, -0.3557445677464198], [0.139403744545768, -0.34606583090086834], [0.13005916234035905, -0.33626073034047943], [0.12111716649059842, -0.32619305646078134], [0.11261085192839275, -0.3160125933170522], [0.10449726895617048, -0.30576883569237245], [0.09679320410427487, -0.2954847414389036], [0.08945747756209402, -0.28517821722763037], [0.08247343364336114, -0.27486050944864354], [0.07589045543448387, -0.26450552169340386], [0.06965629745066902, -0.2541587853802477], [0.06374309883456139, -0.2438441132417892], [0.0581352290450754, -0.23357425468031104], [0.05288914515655649, -0.22332266389293104], [0.047970355035416315, -0.21311637199711278], [0.04332290651745217, -0.20298742317934135], [0.03895920746731169, -0.19293168609021982], [0.03493078416207374, -0.18293274402869386], [0.03115227000017187, -0.17303047167566712], [0.027575654703403753, -0.16322552186386313], [0.02429283208822267, -0.15350831809209933], [0.021227931480835245, -0.14390928922543078], [0.018437603499794595, -0.1344142516372875], [0.0159449760184695, -0.12502318960715947], [0.013626056338096165, -0.11576345558463734], [0.011554381353334258, -0.10661827261215767], [0.009663450452638573, -0.09760569219201028], [0.007966512612454242, -0.08872067085493174], [0.0064918001266073425, -0.07996171101071538], [0.005153006452408268, -0.07134345870878843], [0.004028795466821938, -0.06285547618444726], [0.0029900987020501494, -0.05451468123850888], [0.002205608821971041, -0.04630093964178091], [0.0015055718737547433, -0.03823391373117563], [0.0009704903276133985, -0.030304759274312493], [0.000557571178220806, -0.02251768415286431], [0.0002690142263301379, -0.014871457400389122], [8.956084535229877e-05, -0.007366589402239739], [0.0, 0.0], [8.983016652611787e-05, 0.007359421010299501], [0.00027003198910531155, 0.014859822225864508], [0.0005637246450633853, 0.02249848987081369], [0.0009828141145889018, 0.030274831624996414], [0.001506077267895818, 0.038189972507088506], [0.002200128427374732, 0.04623970782266091], [0.002982164862569091, 0.05443265264296015], [0.004016230992221335, 0.06274924541652366], [0.005133934400148048, 0.07120960141297322], [0.006465916950369556, 0.079796466487559], [0.007931191518785852, 0.08852057304953818], [0.009619659345057584, 0.09736641022318902], [0.011491174127144867, 0.1063379656078171], [0.013549351010824082, 0.11543672067208226], [0.015848473833881067, 0.12464707460215756], [0.018318905991104976, 0.1339850653798674], [0.021062369572770002, 0.14342175953281963], [0.024042665638887274, 0.15296289444138847], [0.027236506807604744, 0.1626163349319506], [0.0307186476174727, 0.17235375214520302], [0.034437490431689505, 0.1821894621115246], [0.038441605825361255, 0.1921149263740023], [0.04281467978343937, 0.20209196941411758], [0.04746394672879426, 0.21214551739953022], [0.05239323943927173, 0.22227197750469785], [0.05765268187204804, 0.2324349362346899], [0.06319469335228844, 0.24262190477015697], [0.06903062018661991, 0.25285596864317633], [0.07519021585418266, 0.2631152115560304], [0.08170111982465775, 0.27337463407941703], [0.08859040630552223, 0.28360619612862686], [0.095815319413695, 0.29383327120260855], [0.10339276597318128, 0.3040371679960021], [0.11133929545651379, 0.3141957730680655], [0.11966953282462318, 0.3242863104510183], [0.12840834886653377, 0.3342737169502773], [0.13752504971899954, 0.3441747610596614], [0.14702828734206677, 0.35397006352039323], [0.1569797966599667, 0.3636396536599423], [0.16734921006387976, 0.3731630169330937], [0.17813242317294004, 0.382516222879074], [0.1893500747773002, 0.3914699457082266], [0.20098357024675348, 0.4002053180629496], [0.21303317259388058, 0.4086934601691902], [0.2254986845781067, 0.41692281535633996], [0.23837878464962448, 0.4248656606042966], [0.25167112601072494, 0.43250376111044564], [0.2653714238165963, 0.4398149014958205], [0.27947320313102875, 0.446783382591702], [0.29396969475393575, 0.4533877054637317], [0.3088645394682473, 0.45958691929641854], [0.3241454695008045, 0.4653579351147241], [0.33979403473947073, 0.470700531478202], [0.3557916510301881, 0.4756045989535095], [0.37214753677568085, 0.4799804676302657], [0.3888341473913667, 0.4838440002883117], [0.40582892340434557, 0.4871917839636249], [0.4231249778677014, 0.4899552319679486], [0.4406928053088806, 0.4921557172596325], [0.45851554888810664, 0.4937488213083496], [0.4765695543709695, 0.49472172303938966], [0.4948317040561554, 0.49507061701275357], [0.5132747885654244, 0.49470372650404326], [0.5318717047125021, 0.493672265419179], [0.5505898263799675, 0.4919210141102811], [0.5694045931419484, 0.4894869504489927], [0.5882866461540374, 0.48635432130863904], [0.6071841103404585, 0.4824133798475936], [0.6260796735179527, 0.47774519804052773], [0.644928530642822, 0.47230302917467626], [0.6636528061201544, 0.4661205618193022], [0.6821209891283605, 0.4591595589025461], [0.7004219888725932, 0.4514019003056829], [0.7185330823461449, 0.4428791511521788], [0.7364183771853617, 0.4335969425781875], [0.7540129509155445, 0.4235121322179463], [0.771306558836051, 0.4126839174118153], [0.788246288351973, 0.4010954343937392], [0.8047979506266615, 0.38876651555555813], [0.8209066540961848, 0.37569011360556753], [0.8365501236053926, 0.3619015102866673], [0.8517001808894137, 0.34743000811380603], [0.8662636825374627, 0.3322384146850637], [0.8802692139122595, 0.31641417723200305], [0.8936572964042351, 0.2999605739774645], [0.9063658946342474, 0.28288261803600845], [0.9183979513377454, 0.26523900781396353], [0.9296939268497103, 0.24703812124215904], [0.9402419112553424, 0.2283320156805774], [0.9500230164024567, 0.20915691043383328], [0.9589992110144386, 0.1895484240601359], [0.9671104062470031, 0.16952431115123767], [0.9743995134204778, 0.14915872574589795], [0.9807653811749952, 0.1284613199917155], [0.9862679357376057, 0.10750370079939031], [0.9908859358854808, 0.08632491175823857], [0.9946336064748766, 0.06495760843757993], [0.9970674813194434, 0.04345852427674885], [0.9989611472611919, 0.021887440312441775], [1.0, 0.0001736535944916292]], [[0.9999999999999999, -0.0018043796904708503], [0.9946475534254438, -0.016317122420201377], [0.9887348782319083, -0.030259601931057745], [0.9824405349276113, -0.04426603572913095], [0.9752665536665583, -0.05849031443495383], [0.9675278100834671, -0.07295440427111995], [0.9592210491061617, -0.08751724688654576], [0.9503732911760023, -0.10219373275560817], [0.9409579735188678, -0.11696148662300418], [0.9310728958354298, -0.1317921238492373], [0.9206856665928691, -0.14667156760399103], [0.9098377800872443, -0.16153313867555943], [0.8985704790052821, -0.17638378251730877], [0.8868699305020271, -0.19114446412096944], [0.8747598862980224, -0.20575753215647968], [0.8622513478677569, -0.22018543023430112], [0.8493488093701538, -0.2343623015728162], [0.8360847137205993, -0.2482460332283804], [0.8224289049626166, -0.2617636785216844], [0.8084297754081412, -0.27490383970639837], [0.7941063122692876, -0.2876506636254823], [0.7794320644276638, -0.2998791815672784], [0.7644585114975334, -0.31162474712313354], [0.7491950157736468, -0.322844415764902], [0.7336461676598659, -0.3334775765154121], [0.7178390020581608, -0.3435308489752221], [0.7018263423766565, -0.3530528286257915], [0.6853131916600983, -0.3619616712509154], [0.666950768454457, -0.37020174323243527], [0.6484544439606796, -0.3778192847467356], [0.6298651419746989, -0.38481034362540767], [0.6111811803569828, -0.39104146952896573], [0.5924702619777669, -0.39661675732446583], [0.5737641634558447, -0.40158030676351586], [0.5550885026413885, -0.405862757701682], [0.5364814334749025, -0.40952308659778913], [0.5179654073926292, -0.41249116597936747], [0.49958017970447416, -0.4149138441057243], [0.4813520690150129, -0.41683451599876253], [0.4633066598336307, -0.4182763917560746], [0.4454694548015352, -0.41923499925770663], [0.4278682398640799, -0.4197485178254641], [0.4105213921875317, -0.4198588356966982], [0.39345441865254, -0.41948879702781183], [0.37668068507090346, -0.41883722636295057], [0.3602229104003764, -0.41780711220878375], [0.3440920080639638, -0.41633292290898816], [0.32831315599173544, -0.4144946407770171], [0.3128930171814918, -0.4122912897150658], [0.2978379343133738, -0.40960743494210805], [0.28317523806436784, -0.4064830994242682], [0.2689121319233148, -0.40285740302568723], [0.25505147919543647, -0.39871975236879065], [0.24159837188334926, -0.39408849609706903], [0.22855931865207363, -0.3889378883985787], [0.21593673900636987, -0.3833938657889852], [0.20373296643911157, -0.3774064225251243], [0.1919489291687334, -0.37100975360034005], [0.18058418240268626, -0.3642825582765277], [0.16964362226113766, -0.3572059624924181], [0.15911745273045996, -0.3498023803319722], [0.14900178574817743, -0.3421295284567806], [0.13929218052606918, -0.33417993446311384], [0.12998334476726192, -0.32600101586541], [0.12107138973576131, -0.31639956132195773], [0.11258878811998978, -0.3066689807997969], [0.10449385266667989, -0.29685958451168915], [0.09709777167552106, -0.28699792140454256], [0.0901174793824987, -0.2770944919012595], [0.08344125385344557, -0.2671686141667197], [0.07709905638150122, -0.25719507467796565], [0.07106031936780939, -0.24721851059941927], [0.06531380552809724, -0.23725890125927596], [0.059842651391924885, -0.2273323664062977], [0.054678484351229226, -0.2174157392902739], [0.049797199140973844, -0.20753446239415468], [0.04517230629226885, -0.19771919463409432], [0.040804243177493635, -0.18796712419701814], [0.03672148336379578, -0.17826429302809177], [0.032871302214742375, -0.1686489879935246], [0.028870768498765065, -0.1591217626396317], [0.025092482362391047, -0.14967471332652907], [0.021620170088439486, -0.1403367850400133], [0.01860162666304125, -0.13109424971276618], [0.016072671715249422, -0.12194839548126898], [0.0137288862084201, -0.11292609086255732], [0.011636000554267362, -0.1040119128853817], [0.009728556203173708, -0.0952242774322535], [0.008017547080631288, -0.08655922744245097], [0.006529513885077808, -0.07801586394165493], [0.005182119820703469, -0.06960767052726799], [0.004050530128804833, -0.06132512176916321], [0.003011620589365903, -0.0531847356121422], [0.002224625698016434, -0.045169214753213616], [0.0015272604699757809, -0.03729799599523606], [0.0010075451225290304, -0.029563426125262967], [0.0006194598671291611, -0.021969206575436464], [0.000302591701471522, -0.014513660625558865], [9.428105628666295e-05, -0.007196622345816274], [0.0, 0.0], [9.72568213210972e-05, 0.007157620453537402], [0.0003139068724483103, 0.014469884224937586], [0.000679498372798088, 0.02191724219339036], [0.0011375937768556966, 0.029500164468996563], [0.00156159825012144, 0.03722045188494826], [0.0022215047702640227, 0.045074620503196106], [0.0030003872619557962, 0.053070547905074705], [0.004031400800592171, 0.06118916395315586], [0.00515330459503554, 0.06944723293332714], [0.006491514403925207, 0.07782709299578143], [0.007967697109761073, 0.08633812982896204], [0.009667097276473762, 0.09496711532652274], [0.011551727753110577, 0.10371686931512591], [0.013625034437641027, 0.11258852091865779], [0.015939582914034675, 0.12156658205979305], [0.018430562922364637, 0.13066437314648296], [0.021195115502067634, 0.1398544781309198], [0.02420000705528905, 0.1491411650485729], [0.027425670142727485, 0.15853015964802028], [0.030942164929631446, 0.16799608163125745], [0.03470641720012536, 0.17754971668239453], [0.03896170847903754, 0.1871823740481141], [0.043804727137895016, 0.19685859652180254], [0.04903790378891781, 0.2065989095477526], [0.05456875744485426, 0.2163988601431537], [0.06029821196801064, 0.2262241769026968], [0.06586488125000767, 0.2360613640670692], [0.07170819903655332, 0.2459313205595725], [0.0778446949836897, 0.2558121087336514], [0.08428621730193386, 0.26568055624642467], [0.09105098098307877, 0.2755061804575544], [0.09811127115544402, 0.28531459732505726], [0.10548223676659065, 0.29508090835019435], [0.11316554409558587, 0.30478933298348654], [0.1211688047935185, 0.3144147468133568], [0.1295045197191044, 0.3239258107829555], [0.13815454529323584, 0.3333358396919317], [0.1471281216491914, 0.342621802895656], [0.1569591886016653, 0.3517686226654065], [0.16729582324608333, 0.3607540253856762], [0.1780370424883647, 0.3695534786902166], [0.1892025396354689, 0.37664066856492895], [0.20077346584064962, 0.38343856219567085], [0.21274968953309872, 0.3898558206693932], [0.22513007538013727, 0.3959634676793526], [0.23791274674935942, 0.40169282793476274], [0.2510944495948164, 0.40706502387336324], [0.2646703331535006, 0.41205478518604005], [0.278633072215064, 0.4166845469570075], [0.2929752540701755, 0.4209361559780243], [0.3076991585379319, 0.4248421258994033], [0.3227921725840245, 0.4283417154612281], [0.3382358357133837, 0.43146318654045956], [0.35401165068667784, 0.4341420790113741], [0.3701273977620041, 0.4363708837109297], [0.3865562079920646, 0.4381229306341415], [0.40327606981274, 0.4394057837602402], [0.42027984667192786, 0.44019648136249806], [0.43753880656096333, 0.4404313386134316], [0.45503632404824795, 0.44010080922182554], [0.47274960424861767, 0.4392045750945221], [0.49065611689122424, 0.4377387608605305], [0.50873020150421, 0.4356632720702339], [0.5269460783725309, 0.4330432349862433], [0.5452723471416954, 0.4297806330515783], [0.5636862500957233, 0.425948976039212], [0.5821600840167751, 0.4215364031868141], [0.6006448842771132, 0.4164349973677112], [0.6191248999914001, 0.4107461345759091], [0.6375583432859854, 0.40441515405744266], [0.6555013762444784, 0.3974932494142908], [0.6722463528699587, 0.3899738095904755], [0.6888426881444575, 0.38187103653433646], [0.7052662975499019, 0.3731727281485228], [0.7214929918862432, 0.3638884515762321], [0.737499541726094, 0.35407036919664747], [0.7532728356468098, 0.3437335837534809], [0.7687730313437057, 0.3328482550047512], [0.7839873945485429, 0.32146913201800265], [0.7988776415674018, 0.30957842804860064], [0.8134307342962264, 0.29720307187133943], [0.8276331088111164, 0.28438064677240665], [0.8414213261873521, 0.27107698148291176], [0.8548208236659005, 0.25736727910957297], [0.8677966978882582, 0.24326830537142322], [0.8803096337391565, 0.22878319660727114], [0.8923654118271348, 0.21395734149584522], [0.9039129206778471, 0.19874920690096234], [0.9149654997886625, 0.18326704329256077], [0.9255059382262775, 0.16750930942267064], [0.9355308799023773, 0.15156221378624177], [0.9449793092179297, 0.1353598961882808], [0.9538983194649159, 0.11900896136671762], [0.9622175332827905, 0.1024964566274273], [0.969986513266298, 0.08590137131526934], [0.9771959306519012, 0.06925471139153136], [0.9838313664652211, 0.05250305543794552], [0.989615253076156, 0.035741751930719885], [0.9950744387089697, 0.019042431400282975], [1.0, 0.0017453834049110343]], [[1.0, -0.0031503867278518767], [0.9888537117972243, -0.008654884196065837], [0.9774339608049724, -0.013459040324021223], [0.9658377126648754, -0.018650993636625212], [0.9538877021046901, -0.02449075677623736], [0.9417517240323107, -0.031023785992847587], [0.9294417044886332, -0.03803638251283144], [0.9169891573182799, -0.045579702199864056], [0.904409151080459, -0.05368266711683828], [0.8917461790217145, -0.06228142681345361], [0.879004018532665, -0.07141768470121611], [0.8661906394881901, -0.08098507493396409], [0.8533302863080632, -0.09101096978264712], [0.8404036409462724, -0.10140039680123358], [0.8273994307872795, -0.11205739139043451], [0.814314308831559, -0.12294678274538177], [0.8011275260017569, -0.13397305351797412], [0.7878313881299976, -0.14505061710049943], [0.774402431037869, -0.15612923631591], [0.7608457457593051, -0.16715745315573466], [0.7471619058019191, -0.17812266564921325], [0.733307682013537, -0.1888557549462062], [0.7193079423290826, -0.19939429271103068], [0.7051574259709481, -0.20968724190947297], [0.6908339364034569, -0.21963134122323588], [0.6763602230251469, -0.22927076700535504], [0.6617577711647412, -0.23862014079452212], [0.646755758635561, -0.2476120114405984], [0.6301211920132372, -0.25614021007945104], [0.6133836376819737, -0.2642453429674806], [0.5965638777863681, -0.271889971387129], [0.579658556074787, -0.27896270704870374], [0.5627120259482546, -0.2855224412397689], [0.5457540876368274, -0.2916406644585121], [0.5287960476431912, -0.29721458285194463], [0.5118693625429585, -0.3022982019689024], [0.49499145740395617, -0.3068376673479498], [0.4781949130564594, -0.3109707509750013], [0.4615027386963839, -0.31474740123694517], [0.44493572755558697, -0.31820347256319864], [0.42851303781447775, -0.3212976336271049], [0.4122595276410461, -0.32410035116126584], [0.3961916658497023, -0.3266062430679485], [0.38033032009902495, -0.32870503349486546], [0.3646935530064633, -0.3306355546342344], [0.3493012732711066, -0.3322442282111851], [0.33416784096498936, -0.33340140161105725], [0.31931878281045406, -0.33421839511224916], [0.30476611427269923, -0.33466584697813934], [0.2905217842746004, -0.3345531854041749], [0.27661313348310956, -0.33394891499280405], [0.26305211028805725, -0.3327679066514219], [0.2498469694155384, -0.3309829103302205], [0.23700526048936768, -0.3286213391826173], [0.22453638457266914, -0.3256518879161868], [0.21244212752638375, -0.32223949099448457], [0.20072737657929127, -0.3183197981349275], [0.18939515482976207, -0.3139317988705971], [0.1784432753209248, -0.3091791326175561], [0.16787864150402146, -0.3040339195703817], [0.15769469317569793, -0.29851682085722553], [0.14788774976413424, -0.292697034895892], [0.1384561423603846, -0.2865598327886817], [0.12939491136171022, -0.2801602626428594], [0.12070122558753114, -0.2724219221626707], [0.11240183165521915, -0.26452335710173447], [0.10446321421966533, -0.25650039571569627], [0.09735007095628402, -0.24838871562626805], [0.09066421514924178, -0.24017556312510793], [0.08424298183096163, -0.23190513930832754], [0.0781002435676953, -0.22355664740541767], [0.07222339040134251, -0.2151688266113176], [0.06661495577021664, -0.20674841922204681], [0.06125705486339808, -0.19832190570561078], [0.056160746530389556, -0.18987794092292076], [0.05131052983475836, -0.18143646522171428], [0.04670432176955781, -0.17302071766631935], [0.04233264352805048, -0.16463345305465515], [0.03820487215272276, -0.15626905940801994], [0.0342953231292801, -0.14795902884181478], [0.030264236953310483, -0.1397028922429652], [0.026190252064293183, -0.13149957230922263], [0.022507303824894638, -0.123370323929188], [0.01934814472305947, -0.11530374760570776], [0.016686234056764733, -0.10730535640261761], [0.014245259225772256, -0.09939883504273381], [0.012062363976719512, -0.0915743099011639], [0.010080669992571019, -0.08385037521985615], [0.008302960342850042, -0.07622718160848606], [0.006748719157282729, -0.06870577844368847], [0.0053555337894393, -0.061295352328490184], [0.0041821623925365975, -0.05399007262884954], [0.003136270759487897, -0.04680393260691428], [0.002329314108778794, -0.039730998560162524], [0.0016335402268942904, -0.03278914761063853], [0.0011023963888968462, -0.025975815171162705], [0.0006951521071924825, -0.01929295354049715], [0.00033211259684817664, -0.01273745913588207], [9.81912093568564e-05, -0.006307169618057123], [0.0, 0.0], [0.00010340895253973456, 0.006294423377730101], [0.00035025217823942003, 0.012718929209527427], [0.0007754036200941107, 0.019264044982356406], [0.0012922962671970786, 0.02593355316550053], [0.0017041596993391719, 0.03273169236874666], [0.002334054844871322, 0.039657597853782194], [0.0031090559688075376, 0.04671531662536376], [0.004130944438761722, 0.05388733463886073], [0.00528116929412912, 0.06117725080151137], [0.006657950569530826, 0.06856692452177478], [0.008196531242163983, 0.07606076989090892], [0.00995683131784688, 0.08365389717049777], [0.011911738349326831, 0.09134479773982744], [0.0140631966654794, 0.09913331637908057], [0.016454767237286734, 0.10700472313837757], [0.019043136476425814, 0.11496226684676107], [0.02190290027278537, 0.12298460580537088], [0.025012816682545395, 0.1310708166721815], [0.02836669871858359, 0.13921879644075372], [0.03201226544816703, 0.14741475858197298], [0.035936722964200245, 0.15565652271804903], [0.04037224597422591, 0.16393521453244708], [0.045412656250130426, 0.17222617085963415], [0.05099116133924905, 0.18053353513584033], [0.05675554359716325, 0.18885053886756722], [0.062489730052871555, 0.19715153657572318], [0.06807682549390755, 0.2054203917096492], [0.07392626583618087, 0.21366925381355767], [0.08004362631585579, 0.22187722220710465], [0.08642767389742859, 0.23002876096074204], [0.09308928472917694, 0.23808736423277727], [0.10001320369126729, 0.24608325480559637], [0.10721312353235965, 0.25397318047254713], [0.1146783815137226, 0.2617626409248996], [0.12241077956408469, 0.26942142143771636], [0.13041257147446797, 0.27693118174687553], [0.1386760101359092, 0.28429402727267433], [0.1472108229157115, 0.29147496776806825], [0.15678406477836854, 0.2984765249238153], [0.16687133051518338, 0.3052715016249648], [0.17731906495288832, 0.31184997950222204], [0.18814252857705352, 0.3168263300392222], [0.19932333625425108, 0.321493466769797], [0.21086045598835326, 0.32574373658098826], [0.22274920488903352, 0.3296719341456702], [0.234986225322217, 0.33319919258029446], [0.24756518487969006, 0.3363633008372437], [0.2604800724043023, 0.3391312476401921], [0.27372091269214205, 0.3415480447499903], [0.28727887279902076, 0.34359278129455456], [0.30115131108950366, 0.345340679159534 | 3D array of the non-dimensional x and y airfoil coordinates of the airfoils interpolated along span for n_span stations.
rotorse.rc.web_start_nd | intermediate |  | [[0.24012356734999427, 0.24165048057938746, 0.23997143750608924, 0.2483763200828543, 0.27256729312672306, 0.2915565376511883, 0.29701051485838176, 0.3011964411067483, 0.3046980230040957, 0.30777638985232303, 0.3105851620073327, 0.31359715918237285, 0.31691797212372924, 0.32021570386519876, 0.3231700607408254, 0.3256796900653943, 0.32800684411994335, 0.3303999989227399, 0.3330064392628498, 0.33574007621632623, 0.3383447086441593, 0.34067265645229583, 0.34313569393719434, 0.34581954203374127, 0.3487529103848963, 0.35186693235223365, 0.35564677657630195, 0.3612249432180458, 0.38758055785893203, 0.3947015848633812], [0.1859316651811114, 0.18771588576434167, 0.1862717214692346, 0.1921604174787525, 0.2146092066001163, 0.23319253120829608, 0.23832694888421668, 0.24196542945793134, 0.2436907778538153, 0.24477594126114588, 0.24571665528589665, 0.2466601047370122, 0.24771129764591346, 0.24848024616966957, 0.24857642294914845, 0.24812282550656461, 0.24740395196904497, 0.2465363915049856, 0.2456030912607595, 0.24448191299316813, 0.24305432543113692, 0.24120538175249845, 0.2391204674327984, 0.23681720233990006, 0.23425766293523798, 0.23151417349502995, 0.2280875255025572, 0.2228181849792493, 0.19645817857409653, 0.18930149543608904]] | 2D array of the non-dimensional start point defined along the outer profile of a web. The TE suction side is 0, the TE pressure side is 1. The first dimension represents each web, the second dimension represents each entry along blade span.
rotorse.rc.web_end_nd | intermediate |  | [[0.6859448609161825, 0.6840540433771426, 0.6834721482320125, 0.6840996703326974, 0.6807679327197383, 0.6735846209719312, 0.6748253689903151, 0.675244994782647, 0.6744132776295391, 0.6734726375972709, 0.6724736426329727, 0.6710688703405401, 0.6691041212669169, 0.6669484462768119, 0.6648768634323069, 0.6629294978714443, 0.6610473293589308, 0.659133580219787, 0.6570300292066518, 0.6546918101772693, 0.6526588824352736, 0.6509933699213512, 0.6491247705795921, 0.6470435106027252, 0.6447042852665245, 0.6421858421143526, 0.6389805744545648, 0.6339183455515813, 0.60759110739381, 0.6003777382708092], [0.740138605450594, 0.7379889215587868, 0.737478876615482, 0.7417883964553016, 0.7412733783463149, 0.7348630180859897, 0.73608854019928, 0.736475284307125, 0.7371858838919231, 0.738067418588607, 0.738729872926731, 0.7391639907141918, 0.7393812826582653, 0.739696800615462, 0.7403919460749957, 0.74127974265453, 0.7423068313905443, 0.7435333079556747, 0.744889183953303, 0.7463062149966985, 0.7482306217460915, 0.7507151985785362, 0.7533713365206817, 0.7562563022498908, 0.7593878514655908, 0.7626992240646805, 0.7666807546390318, 0.7724620687116303, 0.7992133550159627, 0.8064393410349739]] | 2D array of the non-dimensional end point defined along the outer profile of a web. The TE suction side is 0, the TE pressure side is 1. The first dimension represents each web, the second dimension represents each entry along blade span.
rotorse.rc.layer_thickness | intermediate | m | [[5e-05, 5e-05, 5e-05, 5e-05, 5e-05, 5e-05, 5e-05, 5e-05, 5e-05, 5e-05, 5e-05, 5e-05, 5e-05, 5e-05, 5e-05, 5e-05, 5e-05, 5e-05, 5e-05, 5e-05, 5e-05, 5e-05, 5e-05, 5e-05, 5e-05, 5e-05, 5e-05, 5e-05, 5e-05, 5e-05], [0.00282, 0.0028200000000000005, 0.00282, 0.00282, 0.00282, 0.00282, 0.0028199999999999996, 0.00282, 0.0028200000000000005, 0.0028200000000000005, 0.00282, 0.0028200000000000005, 0.0028200000000000005, 0.0028200000000000005, 0.0028199999999999996, 0.0028200000000000005, 0.00282, 0.0028200000000000005, 0.0028200000000000005, 0.0028200000000000005, 0.0028200000000000005, 0.0028200000000000005, 0.00282, 0.00282, 0.00282, 0.00282, 0.0028199999999999996, 0.0028200000000000005, 0.00282, 0.00282], [0.0517, 0.025959319092461634, 0.01243392925521796, 0.004271311045519619, 0.0010772698145532268, 0.0, 0.0, 0.0, 0.0, 0.0, 0.0, 0.0, 0.0, 0.0, 0.0, 0.0, 0.0, 0.0, 0.0, 0.0, 0.0, 0.0, 0.0, 0.0, 0.0, 0.0, 0.0, 0.0, 0.0, 0.0], [0.00047, 0.0026377767830561725, 0.023006288238498256, 0.04142110209017276, 0.0423, 0.0423, 0.0423, 0.0423, 0.0423, 0.0423, 0.0423, 0.04226683603558402, 0.04185976132895962, 0.04104126471239999, 0.039877179857990025, 0.03843334043781462, 0.036775580123958686, 0.03496973258850711, 0.03308163150354477, 0.031177110541156582, 0.029232387010542777, 0.027000901301356323, 0.02448126599472148, 0.021693652160641546, 0.018658230869119836, 0.015395173190159645, 0.011924650193764257, 0.008266832949936994, 0.004441892528681145, 0.00046999999999999917], [0.00047, 0.0026377767830561725, 0.023006288238498256, 0.04142110209017276, 0.0423, 0.0423, 0.0423, 0.0423, 0.0423, 0.0423, 0.0423, 0.04226683603558402, 0.04185976132895962, 0.04104126471239999, 0.039877179857990025, 0.03843334043781462, 0.036775580123958686, 0.03496973258850711, 0.03308163150354477, 0.031177110541156582, 0.029232387010542777, 0.027000901301356323, 0.02448126599472148, 0.021693652160641546, 0.018658230869119836, 0.015395173190159645, 0.011924650193764257, 0.008266832949936994, 0.004441892528681145, 0.00046999999999999917], [0.0, 0.0017633650830294267, 0.0060368876770462, 0.00705, 0.00705, 0.00705, 0.00705, 0.00705, 0.00705, 0.00705, 0.00705, 0.007028160918550486, 0.006765556523553196, 0.00625385741669781, 0.005553961618461436, 0.0047267671493211845, 0.0038331720297541715, 0.002934074280237507, 0.002090371921248297, 0.0013629629732636603, 0.0008127454567607032, 0.0005006173922165423, 0.00038999307011384327, 0.00029552293438007624, 0.00021147246379179594, 0.0001393412272623539, 8.062879370510148e-05, 3.683473203339061e-05, 9.458611160572945e-06, -1.4399560103323106e-20], [0.0, 0.0017633650830294267, 0.0060368876770462, 0.00705, 0.00705, 0.00705, 0.00705, 0.00705, 0.00705, 0.00705, 0.00705, 0.007028160918550486, 0.006765556523553196, 0.00625385741669781, 0.005553961618461436, 0.0047267671493211845, 0.0038331720297541715, 0.002934074280237507, 0.002090371921248297, 0.0013629629732636603, 0.0008127454567607032, 0.0005006173922165423, 0.00038999307011384327, 0.00029552293438007624, 0.00021147246379179594, 0.0001393412272623539, 8.062879370510148e-05, 3.683473203339061e-05, 9.458611160572945e-06, -1.4399560103323106e-20], [0.0, 0.02, 0.02, 0.06994882607469227, 0.09, 0.09, 0.09, 0.09, 0.09, 0.09, 0.09, 0.08032555686642343, 0.06, 0.06, 0.06, 0.06, 0.06, 0.06, 0.06, 0.030988560584853875, 0.02, 0.02, 0.02, 0.02, 0.02, 0.02, 0.02, 0.02, 0.0, 0.0], [0.0, 0.02, 0.02, 0.06994882607469227, 0.09, 0.09, 0.09, 0.09, 0.09, 0.09, 0.09, 0.08032555686642343, 0.06, 0.06, 0.06, 0.06, 0.06, 0.06, 0.06, 0.030988560584853875, 0.02, 0.02, 0.02, 0.02, 0.02, 0.02, 0.02, 0.02, 0.0, 0.0], [0.0, 0.0, 0.0, 0.0, 0.02, 0.02, 0.02, 0.02, 0.02, 0.02, 0.02, 0.02, 0.02, 0.02, 0.02, 0.02, 0.02, 0.02, 0.02, 0.02, 0.02, 0.02, 0.02, 0.02, 0.02, 0.02, 0.02, 0.02, 0.0, 0.0], [0.00282, 0.00282, 0.00282, 0.00282, 0.00282, 0.00282, 0.00282, 0.00282, 0.00282, 0.00282, 0.00282, 0.00282, 0.00282, 0.00282, 0.00282, 0.00282, 0.00282, 0.00282, 0.00282, 0.00282, 0.00282, 0.00282, 0.00282, 0.00282, 0.00282, 0.00282, 0.00282, 0.00282, 0.00282, 0.00282], [0.002, 0.002, 0.002, 0.002, 0.002, 0.002, 0.002, 0.002, 0.002, 0.002, 0.002, 0.002, 0.002, 0.002, 0.002, 0.002, 0.002, 0.002, 0.002, 0.002, 0.002, 0.002, 0.002, 0.002, 0.002, 0.002, 0.002, 0.002, 0.002, 0.002], [0.04, 0.04, 0.04, 0.04, 0.04, 0.04, 0.04, 0.04, 0.04, 0.04, 0.04, 0.04, 0.04, 0.04, 0.04, 0.04, 0.04, 0.04, 0.04, 0.04, 0.04, 0.04, 0.04, 0.04, 0.04, 0.04, 0.04, 0.04, 0.04, 0.04], [0.002, 0.002, 0.002, 0.002, 0.002, 0.002, 0.002, 0.002, 0.002, 0.002, 0.002, 0.002, 0.002, 0.002, 0.002, 0.002, 0.002, 0.002, 0.002, 0.002, 0.002, 0.002, 0.002, 0.002, 0.002, 0.002, 0.002, 0.002, 0.002, 0.002], [0.002, 0.002, 0.002, 0.002, 0.002, 0.002, 0.002, 0.002, 0.002, 0.002, 0.002, 0.002, 0.002, 0.002, 0.002, 0.002, 0.002, 0.002, 0.002, 0.002, 0.002, 0.002, 0.002, 0.002, 0.002, 0.002, 0.002, 0.002, 0.002, 0.002], [0.04, 0.04, 0.04, 0.04, 0.04, 0.04, 0.04, 0.04, 0.04, 0.04, 0.04, 0.04, 0.04, 0.04, 0.04, 0.04, 0.04, 0.04, 0.04, 0.04, 0.04, 0.04, 0.04, 0.04, 0.04, 0.04, 0.04, 0.04, 0.04, 0.04], [0.002, 0.002, 0.002, 0.002, 0.002, 0.002, 0.002, 0.002, 0.002, 0.002, 0.002, 0.002, 0.002, 0.002, 0.002, 0.002, 0.002, 0.002, 0.002, 0.002, 0.002, 0.002, 0.002, 0.002, 0.002, 0.002, 0.002, 0.002, 0.002, 0.002]] | 2D array of the thickness of the layers of the blade structure. The first dimension represents each layer, the second dimension represents each entry along blade span.
rotorse.rc.layer_start_nd | intermediate |  | [[0.0, 0.0, 0.0, 0.0, 0.0, 0.0, 0.0, 0.0, 0.0, 0.0, 0.0, 0.0, 0.0, 0.0, 0.0, 0.0, 0.0, 0.0, 0.0, 0.0, 0.0, 0.0, 0.0, 0.0, 0.0, 0.0, 0.0, 0.0, 0.0, 0.0], [0.0, 0.0, 0.0, 0.0, 0.0, 0.0, 0.0, 0.0, 0.0, 0.0, 0.0, 0.0, 0.0, 0.0, 0.0, 0.0, 0.0, 0.0, 0.0, 0.0, 0.0, 0.0, 0.0, 0.0, 0.0, 0.0, 0.0, 0.0, 0.0, 0.0], [0.0, 0.0, 0.0, 0.0, 0.0, 0.0, 0.0, 0.0, 0.0, 0.0, 0.0, 0.0, 0.0, 0.0, 0.0, 0.0, 0.0, 0.0, 0.0, 0.0, 0.0, 0.0, 0.0, 0.0, 0.0, 0.0, 0.0, 0.0, 0.0, 0.0], [0.6793361040174146, 0.6774760162642492, 0.6768144260234352, 0.6774932742264486, 0.6745220708483249, 0.6675470941148303, 0.6687434664732416, 0.6688955314836789, 0.6677310700759523, 0.6664773832414145, 0.6651698356678334, 0.6633469742564465, 0.6609237374316723, 0.6583435260432949, 0.655825186284783, 0.6534582390207206, 0.6511435208764974, 0.648766665649544, 0.6461690850885691, 0.6433265457814136, 0.6407836005936436, 0.6386018818368404, 0.6361761066196547, 0.6334886400381222, 0.6304892779259521, 0.6272737983289405, 0.6232179065670916, 0.6168792563480321, 0.5844100332948011, 0.5755869763511055], [0.17932131939616958, 0.1811036170727723, 0.17964291319120512, 0.18532656355077726, 0.2077384338115618, 0.22623986465377866, 0.23139088655323942, 0.23499341672131346, 0.2365195686393576, 0.23738353071718782, 0.2381081091756385, 0.23876750862813617, 0.23939929835576448, 0.23972541199295422, 0.23940559248397414, 0.23856495425800706, 0.2374554383792662, 0.2361697949863243, 0.23477774592645403, 0.23314929084462022, 0.23121062904628958, 0.22886324037198522, 0.22624058609165007, 0.2233524150845803, 0.22015323656536712, 0.2167357178670189, 0.2124813019126658, 0.20595576703568044, 0.17336375695768058, 0.16452599166281023], [1.0, 0.9597394743797999, 0.9598422399210661, 0.9579725575104294, 0.9568165285212687, 0.9564948015210321, 0.9563252200829513, 0.9559573383091191, 0.9546433653239542, 0.9531711079524965, 0.9517801760742141, 0.9501952288060441, 0.9483565351283265, 0.9463505777814493, 0.9441720976458174, 0.9419405299029704, 0.9396473824264929, 0.9371931590641491, 0.9345295411316384, 0.9316293197019923, 0.9286069053249718, 0.9254854322563244, 0.9232430076986821, 0.9242978107702253, 0.9285476976979147, 0.9358758737794591, 0.945546125074597, 0.9567472759670391, 0.9625948512559496, 0.9829573319639611], [0.0, 0.0, 0.0, 0.0, 0.0, 0.0, 0.0, 0.0, 0.0, 0.0, 0.0, 0.0, 0.0, 0.0, 0.0, 0.0, 0.0, 0.0, 0.0, 0.0, 0.0, 0.0, 0.0, 0.0, 0.0, 0.0, 0.0, 0.0, 0.0, 0.0], [0.7467459866108559, 0.7445768922979161, 0.7437440261549917, 0.7475390117090663, 0.7464945233128771, 0.7400557582464435, 0.7415347663349895, 0.7422999676351469, 0.7433254612026953, 0.7445255366539204, 0.7455362088774767, 0.746354926246373, 0.7469961788844615, 0.7477592297408796, 0.7488716902084205, 0.7502240225157701, 0.7517312168323426, 0.7534447338759621, 0.7552865165358382, 0.7572776796114266, 0.7597720917186905, 0.7627928280762997, 0.7660234532326438, 0.7695322334392617, 0.7733501068410855, 0.7773940500399255, 0.7822646023656571, 0.7893701638586097, 0.8223435273914962, 0.8312269968916879], [0.0, 0.04026052562020007, 0.040157760078933895, 0.0420274424895706, 0.0431834714787313, 0.04350519847896797, 0.04367477991704874, 0.044042661690880905, 0.04535663467604579, 0.046828892047503505, 0.04821982392578597, 0.049804771193955905, 0.05164346487167345, 0.053649422218550756, 0.05582790235418253, 0.05805947009702964, 0.060352617573507045, 0.06280684093585089, 0.06547045886836153, 0.06837068029800779, 0.07139309467502818, 0.0745145677436756, 0.07675699230131791, 0.07570218922977473, 0.07145230230208535, 0.06412412622054087, 0.05445387492540302, 0.043252724032960835, 0.03740514874405042, 0.017042668036038884], [0.2467312019896108, 0.24820449310643908, 0.2465725133227616, 0.2553723010333949, 0.27971088627611396, 0.29874852878539193, 0.30418218641498734, 0.30839785287278165, 0.31211395976610057, 0.31543168412969363, 0.31847448238528175, 0.32177546061806267, 0.3254717398085536, 0.3291411156905388, 0.3324520964076117, 0.33533073775305644, 0.33804313433511124, 0.3408478632127424, 0.3438951773737232, 0.3471004246746332, 0.35019912017133653, 0.3530541866114445, 0.3560879327046391, 0.3593960084857198, 0.36301406548050064, 0.36685596957800387, 0.37152799771123124, 0.37844667454625813, 0.41129725105437553, 0.42016601220339267], [0.0, 0.0, 0.0, 0.0, 0.0, 0.0, 0.0, 0.0, 0.0, 0.0, 0.0, 0.0, 0.0, 0.0, 0.0, 0.0, 0.0, 0.0, 0.0, 0.0, 0.0, 0.0, 0.0, 0.0, 0.0, 0.0, 0.0, 0.0, 0.0, 0.0], [0.0, 0.0, 0.0, 0.0, 0.0, 0.0, 0.0, 0.0, 0.0, 0.0, 0.0, 0.0, 0.0, 0.0, 0.0, 0.0, 0.0, 0.0, 0.0, 0.0, 0.0, 0.0, 0.0, 0.0, 0.0, 0.0, 0.0, 0.0, 0.0, 0.0], [0.0, 0.0, 0.0, 0.0, 0.0, 0.0, 0.0, 0.0, 0.0, 0.0, 0.0, 0.0, 0.0, 0.0, 0.0, 0.0, 0.0, 0.0, 0.0, 0.0, 0.0, 0.0, 0.0, 0.0, 0.0, 0.0, 0.0, 0.0, 0.0, 0.0], [0.0, 0.0, 0.0, 0.0, 0.0, 0.0, 0.0, 0.0, 0.0, 0.0, 0.0, 0.0, 0.0, 0.0, 0.0, 0.0, 0.0, 0.0, 0.0, 0.0, 0.0, 0.0, 0.0, 0.0, 0.0, 0.0, 0.0, 0.0, 0.0, 0.0], [0.0, 0.0, 0.0, 0.0, 0.0, 0.0, 0.0, 0.0, 0.0, 0.0, 0.0, 0.0, 0.0, 0.0, 0.0, 0.0, 0.0, 0.0, 0.0, 0.0, 0.0, 0.0, 0.0, 0.0, 0.0, 0.0, 0.0, 0.0, 0.0, 0.0], [0.0, 0.0, 0.0, 0.0, 0.0, 0.0, 0.0, 0.0, 0.0, 0.0, 0.0, 0.0, 0.0, 0.0, 0.0, 0.0, 0.0, 0.0, 0.0, 0.0, 0.0, 0.0, 0.0, 0.0, 0.0, 0.0, 0.0, 0.0, 0.0, 0.0], [0.0, 0.0, 0.0, 0.0, 0.0, 0.0, 0.0, 0.0, 0.0, 0.0, 0.0, 0.0, 0.0, 0.0, 0.0, 0.0, 0.0, 0.0, 0.0, 0.0, 0.0, 0.0, 0.0, 0.0, 0.0, 0.0, 0.0, 0.0, 0.0, 0.0]] | 2D array of the non-dimensional start point defined along the outer profile of a layer. The TE suction side is 0, the TE pressure side is 1. The first dimension represents each layer, the second dimension represents each entry along blade span.
rotorse.rc.layer_end_nd | intermediate |  | [[1.0, 1.0, 1.0, 1.0, 1.0, 1.0, 1.0, 1.0, 1.0, 1.0, 1.0, 1.0, 1.0, 1.0, 1.0, 1.0, 1.0, 1.0, 1.0, 1.0, 1.0, 1.0, 1.0, 1.0, 1.0, 1.0, 1.0, 1.0, 1.0, 1.0], [1.0, 1.0, 1.0, 1.0, 1.0, 1.0, 1.0, 1.0, 1.0, 1.0, 1.0, 1.0, 1.0, 1.0, 1.0, 1.0, 1.0, 1.0, 1.0, 1.0, 1.0, 1.0, 1.0, 1.0, 1.0, 1.0, 1.0, 1.0, 1.0, 1.0], [1.0, 1.0, 1.0, 1.0, 1.0, 1.0, 1.0, 1.0, 1.0, 1.0, 1.0, 1.0, 1.0, 1.0, 1.0, 1.0, 1.0, 1.0, 1.0, 1.0, 1.0, 1.0, 1.0, 1.0, 1.0, 1.0, 1.0, 1.0, 1.0, 1.0], [0.7467459866108559, 0.7445768922979161, 0.7437440261549917, 0.7475390117090663, 0.7464945233128771, 0.7400557582464435, 0.7415347663349895, 0.7422999676351469, 0.7433254612026953, 0.7445255366539204, 0.7455362088774767, 0.746354926246373, 0.7469961788844615, 0.7477592297408796, 0.7488716902084205, 0.7502240225157701, 0.7517312168323426, 0.7534447338759621, 0.7552865165358382, 0.7572776796114266, 0.7597720917186905, 0.7627928280762997, 0.7660234532326438, 0.7695322334392617, 0.7733501068410855, 0.7773940500399255, 0.7822646023656571, 0.7893701638586097, 0.8223435273914962, 0.8312269968916879], [0.2467312019896108, 0.24820449310643908, 0.2465725133227616, 0.2553723010333949, 0.27971088627611396, 0.29874852878539193, 0.30418218641498734, 0.30839785287278165, 0.31211395976610057, 0.31543168412969363, 0.31847448238528175, 0.32177546061806267, 0.3254717398085536, 0.3291411156905388, 0.3324520964076117, 0.33533073775305644, 0.33804313433511124, 0.3408478632127424, 0.3438951773737232, 0.3471004246746332, 0.35019912017133653, 0.3530541866114445, 0.3560879327046391, 0.3593960084857198, 0.36301406548050064, 0.36685596957800387, 0.37152799771123124, 0.37844667454625813, 0.41129725105437553, 0.42016601220339267], [1.0, 1.0, 1.0, 1.0, 1.0, 1.0, 1.0, 1.0, 1.0, 1.0, 1.0, 1.0, 1.0, 1.0, 1.0, 1.0, 1.0, 1.0, 1.0, 1.0, 1.0, 1.0, 1.0, 1.0, 1.0, 1.0, 1.0, 1.0, 1.0, 1.0], [0.0, 0.04026052562020007, 0.040157760078933895, 0.0420274424895706, 0.0431834714787313, 0.04350519847896797, 0.04367477991704874, 0.044042661690880905, 0.04535663467604579, 0.046828892047503505, 0.04821982392578597, 0.049804771193955905, 0.05164346487167345, 0.053649422218550756, 0.05582790235418253, 0.05805947009702964, 0.060352617573507045, 0.06280684093585089, 0.06547045886836153, 0.06837068029800779, 0.07139309467502818, 0.0745145677436756, 0.07675699230131791, 0.07570218922977473, 0.07145230230208535, 0.06412412622054087, 0.05445387492540302, 0.043252724032960835, 0.03740514874405042, 0.017042668036038884], [1.0, 0.9597394743797999, 0.9598422399210661, 0.9579725575104294, 0.9568165285212687, 0.9564948015210321, 0.9563252200829513, 0.9559573383091191, 0.9546433653239542, 0.9531711079524965, 0.9517801760742141, 0.9501952288060441, 0.9483565351283265, 0.9463505777814493, 0.9441720976458174, 0.9419405299029704, 0.9396473824264929, 0.9371931590641491, 0.9345295411316384, 0.9316293197019923, 0.9286069053249718, 0.9254854322563244, 0.9232430076986821, 0.9242978107702253, 0.9285476976979147, 0.9358758737794591, 0.945546125074597, 0.9567472759670391, 0.9625948512559496, 0.9829573319639611], [0.17932131939616958, 0.1811036170727723, 0.17964291319120512, 0.18532656355077726, 0.2077384338115618, 0.22623986465377866, 0.23139088655323942, 0.23499341672131346, 0.2365195686393576, 0.23738353071718782, 0.2381081091756385, 0.23876750862813617, 0.23939929835576448, 0.23972541199295422, 0.23940559248397414, 0.23856495425800706, 0.2374554383792662, 0.2361697949863243, 0.23477774592645403, 0.23314929084462022, 0.23121062904628958, 0.22886324037198522, 0.22624058609165007, 0.2233524150845803, 0.22015323656536712, 0.2167357178670189, 0.2124813019126658, 0.20595576703568044, 0.17336375695768058, 0.16452599166281023], [0.6793361040174146, 0.6774760162642492, 0.6768144260234352, 0.6774932742264486, 0.6745220708483249, 0.6675470941148303, 0.6687434664732416, 0.6688955314836789, 0.6677310700759523, 0.6664773832414145, 0.6651698356678334, 0.6633469742564465, 0.6609237374316723, 0.6583435260432949, 0.655825186284783, 0.6534582390207206, 0.6511435208764974, 0.648766665649544, 0.6461690850885691, 0.6433265457814136, 0.6407836005936436, 0.6386018818368404, 0.6361761066196547, 0.6334886400381222, 0.6304892779259521, 0.6272737983289405, 0.6232179065670916, 0.6168792563480321, 0.5844100332948011, 0.5755869763511055], [1.0, 1.0, 1.0, 1.0, 1.0, 1.0, 1.0, 1.0, 1.0, 1.0, 1.0, 1.0, 1.0, 1.0, 1.0, 1.0, 1.0, 1.0, 1.0, 1.0, 1.0, 1.0, 1.0, 1.0, 1.0, 1.0, 1.0, 1.0, 1.0, 1.0], [0.0, 0.0, 0.0, 0.0, 0.0, 0.0, 0.0, 0.0, 0.0, 0.0, 0.0, 0.0, 0.0, 0.0, 0.0, 0.0, 0.0, 0.0, 0.0, 0.0, 0.0, 0.0, 0.0, 0.0, 0.0, 0.0, 0.0, 0.0, 0.0, 0.0], [0.0, 0.0, 0.0, 0.0, 0.0, 0.0, 0.0, 0.0, 0.0, 0.0, 0.0, 0.0, 0.0, 0.0, 0.0, 0.0, 0.0, 0.0, 0.0, 0.0, 0.0, 0.0, 0.0, 0.0, 0.0, 0.0, 0.0, 0.0, 0.0, 0.0], [0.0, 0.0, 0.0, 0.0, 0.0, 0.0, 0.0, 0.0, 0.0, 0.0, 0.0, 0.0, 0.0, 0.0, 0.0, 0.0, 0.0, 0.0, 0.0, 0.0, 0.0, 0.0, 0.0, 0.0, 0.0, 0.0, 0.0, 0.0, 0.0, 0.0], [0.0, 0.0, 0.0, 0.0, 0.0, 0.0, 0.0, 0.0, 0.0, 0.0, 0.0, 0.0, 0.0, 0.0, 0.0, 0.0, 0.0, 0.0, 0.0, 0.0, 0.0, 0.0, 0.0, 0.0, 0.0, 0.0, 0.0, 0.0, 0.0, 0.0], [0.0, 0.0, 0.0, 0.0, 0.0, 0.0, 0.0, 0.0, 0.0, 0.0, 0.0, 0.0, 0.0, 0.0, 0.0, 0.0, 0.0, 0.0, 0.0, 0.0, 0.0, 0.0, 0.0, 0.0, 0.0, 0.0, 0.0, 0.0, 0.0, 0.0], [0.0, 0.0, 0.0, 0.0, 0.0, 0.0, 0.0, 0.0, 0.0, 0.0, 0.0, 0.0, 0.0, 0.0, 0.0, 0.0, 0.0, 0.0, 0.0, 0.0, 0.0, 0.0, 0.0, 0.0, 0.0, 0.0, 0.0, 0.0, 0.0, 0.0]] | 2D array of the non-dimensional end point defined along the outer profile of a layer. The TE suction side is 0, the TE pressure side is 1. The first dimension represents each layer, the second dimension represents each entry along blade span.
rotorse.rc.ply_t | intermediate | m | [1000000.0, 0.0013457042957042958, 0.000885934065934066, 0.0009843711843711845, 1000000.0, 1000000.0, 1000000.0, 1000000.0, 0.005158730158730159, 1000000.0, 1000000.0, 1000000.0] | 1D array of the ply thicknesses of the materials. Non-composite materials are kept at 0.
rotorse.rc.fwf | intermediate |  | [0.0, 0.7191091954022988, 0.6784715750232991, 0.6346377373111197, 0.0, 0.0, 0.0, 0.0, 0.15889029003783103, 0.0, 0.0, 0.0] | 1D array of the non-dimensional fiber weight fraction of the composite materials. Non-composite materials are kept at 0.
rotorse.rc.fvf | intermediate |  | [0.0, 0.5310344827586206, 0.4827586206896552, 0.43448275862068964, 0.0, 0.0, 0.0, 0.0, 0.1076923076923077, 0.0, 0.0, 0.0] | 1D array of the non-dimensional fiber volume fraction of the composite materials. Non-composite materials are kept at 0.
rotorse.theta | output | deg | [13.308000180172, 13.308000180172, 13.308000180172, 13.308000180172, 13.308000180172, 13.27998884375364, 12.335570816951353, 11.299851335869668, 10.608203094087314, 9.975417328120727, 9.387115627540592, 8.785040906252279, 8.155968680944982, 7.51563610678596, 6.863446722622106, 6.233104839458657, 5.624189458687656, 5.012955961696406, 4.403133829816835, 3.821482956674538, 3.272695988895811, 2.8162941264888617, 2.4142451382835444, 2.003730085914454, 1.594414027181603, 1.1799586856042907, 0.7722910916991717, 0.3885197488983106, 0.13623584606856495, 0.10600005688817796] | Twist angle at each section (positive decreases angle of attack)
rotorse.re.pitch_axis | intermediate |  | [0.5, 0.4915122797251875, 0.4676395111012256, 0.4437667424772636, 0.4198939738533017, 0.4, 0.4, 0.4, 0.4, 0.4, 0.4, 0.4, 0.4, 0.4, 0.4, 0.4, 0.4, 0.4, 0.4, 0.4, 0.4, 0.4, 0.4, 0.4, 0.4, 0.4, 0.4, 0.4, 0.4, 0.4] | 1D array of the chordwise position of the pitch axis (0-LE, 1-TE), defined along blade span.
rotorse.re.coord_xy_interp | intermediate |  | [[[0.9999999999999998, 4.336808689942018e-19], [0.999310113472703, -0.022458662776405094], [0.9977156747146716, -0.04481597788321213], [0.9955181329469308, -0.06708079917920928], [0.9919396862074491, -0.08919315157447237], [0.9874356440341693, -0.11110058375506152], [0.9819915326294707, -0.1327586545797957], [0.975626529462686, -0.15412712184956692], [0.9682675382227565, -0.17512661114177105], [0.9600606107281728, -0.19575847919035488], [0.9509265666015069, -0.2159363078916257], [0.9409403354275221, -0.2356383539369196], [0.9301479657016355, -0.25483397354807125], [0.9185415472119017, -0.27346355046334336], [0.9061818532599231, -0.2915091340658063], [0.8930916444348403, -0.30892667274752666], [0.8793058160179221, -0.32568448178550335], [0.8649045992106825, -0.3417904599428264], [0.8498519199312867, -0.3571497281866142], [0.8342455035576795, -0.3717941767975284], [0.8181212017044299, -0.3856982435999456], [0.8014930485318991, -0.39881216938094055], [0.7844334870013709, -0.411156320613968], [0.7669737666731877, -0.42270396259936494], [0.7491624871044766, -0.4334540659386784], [0.7310219145418266, -0.4433631721872983], [0.7126368618751303, -0.4525063986525333], [0.694007845027337, -0.46079516407680154], [0.6751845969458387, -0.4682485934576786], [0.6562257930050002, -0.47490858582269957], [0.6371774555615161, -0.4808088426081778], [0.618038507550428, -0.48581809050568], [0.5988819912454483, -0.49006763002186154], [0.579739650495367, -0.49355633014005473], [0.5606406879428678, -0.49626787573508435], [0.5416244297290831, -0.4982520987406433], [0.5227143691038316, -0.49943314123860055], [0.5039513335119743, -0.4999223247247999], [0.4853620963160047, -0.4997380488138091], [0.46697307143353983, -0.49886883192034326], [0.44881112450742094, -0.4973536591223899], [0.4309043502757591, -0.49516304726634575], [0.413271363469139, -0.4923831822256312], [0.3959385296838809, -0.488993189490426], [0.37891769256131813, -0.4850608996009498], [0.36223201735528465, -0.48058499829206475], [0.3458913117197512, -0.4756121433781119], [0.3299202954617155, -0.47013281848769356], [0.3143240807655798, -0.4641965662803957], [0.2991074237497537, -0.457844201721311], [0.2842972618229185, -0.4510612235414027], [0.2698993229458805, -0.44387977909455717], [0.2559150188710926, -0.4363369395971797], [0.24234860887904425, -0.4284599351869233], [0.22920570242422245, -0.42027068732007816], [0.21648870045744983, -0.4117940145070322], [0.20419913639880613, -0.4030536555085155], [0.1923373779175772, -0.39407285495969185], [0.18090314103472596, -0.3848737799912002], [0.1699007465446024, -0.3754717387644647], [0.15931967390528448, -0.36589609231812326], [0.1491558741675362, -0.35616753030955783], [0.1394043080417189, -0.3463063195144983], [0.13005953149816488, -0.3363315602706393], [0.12111737925678266, -0.32625984615756204], [0.11261094866931468, -0.3160760637949729], [0.1044972827853424, -0.30582911345429314], [0.09675955375727384, -0.29554192275544366], [0.08938455682996531, -0.2852324577091274], [0.08236650339543387, -0.2749118997200268], [0.07575692236959942, -0.2645541464243929], [0.06950117317228469, -0.25420473430372753], [0.06356955827980676, -0.24388750598756093], [0.05794658337208492, -0.23361518372392842], [0.05269144884714007, -0.22336119546093497], [0.047768514971428935, -0.21315258469469006], [0.043118574375617155, -0.20302140462239798], [0.03875535749200771, -0.1929635142905562], [0.03473293759139035, -0.18296247772519303], [0.03096234160336464, -0.17305818109840526], [0.027444217361930416, -0.16325127755489982], [0.02421743855009463, -0.15353217826076873], [0.021200382231983592, -0.14393132190862676], [0.018436446787367028, -0.13443452183279775], [0.01594409751520625, -0.1250417519552673], [0.013625364061802184, -0.11578036747099697], [0.011553843096176259, -0.10663358145699245], [0.009663029267988323, -0.0976194418392808], [0.007966188852572413, -0.08873289691791561], [0.0064915665100005095, -0.07997244435331433], [0.005152828965165052, -0.07135273906847964], [0.004028664438844864, -0.06286333655364616], [0.002989965084555453, -0.05452115695010538], [0.002205487047828941, -0.04630604496940855], [0.0015054240704896638, -0.03823766417631746], [0.000968201091584951, -0.03030716171339099], [0.0005515446627134147, -0.022518749411906385], [0.0002653664021357644, -0.014871199858295193], [8.9039329764774e-05, -0.007365028943058316], [0.0, 0.0], [8.900962772126275e-05, 0.007363561990107389], [0.00026518444396752487, 0.014865268559062363], [0.0005509333091508455, 0.022505263896775644], [0.0009666759055770172, 0.030282947154827714], [0.0015026597623462431, 0.03819943815200925], [0.002199988057285168, 0.04625052666134543], [0.002982053857501411, 0.05444483263255158], [0.004016144757350506, 0.06276279058584346], [0.005133824803336867, 0.07122454084110141], [0.0064657703953243505, 0.07981283306518365], [0.007930976710904728, 0.08853840995198978], [0.00961937501988019, 0.09738574313235833], [0.01149080450620685, 0.10635882911176985], [0.013548881011865688, 0.11545915206081463], [0.015847899686502763, 0.12467111053728339], [0.01831818956961289, 0.13401076324985198], [0.02106150390453491, 0.14344916545926298], [0.02404162181606755, 0.15299206592539097], [0.027235227274345842, 0.16264734585653196], [0.030717107259710243, 0.17238665435784548], [0.034435598237709995, 0.18222433446561942], [0.0384117329063606, 0.1921518491435322], [0.04272767489707802, 0.20213100263008532], [0.047311140242092355, 0.21218675460779512], [0.05216685656067009, 0.22231551940478803], [0.05736038875178387, 0.23248086765582374], [0.0628996758986949, 0.24267031896347732], [0.06873478613884447, 0.2529069750979339], [0.07489693399410334, 0.2631689206833757], [0.08141550364173349, 0.27343114294371595], [0.08831854810544217, 0.28366562248371535], [0.09556164968618143, 0.29389571318003715], [0.10316190942808337, 0.3041027742324407], [0.11113752118302991, 0.31426464240993146], [0.11950388478206951, 0.32435856211366987], [0.12828723771405454, 0.33434944119891485], [0.13745549948940025, 0.34425407558231774], [0.14701725708344926, 0.3540531149237791], [0.15697988667619772, 0.3637265508690636], [0.16734946310365414, 0.3732538833746503], [0.17813290274297466, 0.3826118160770229], [0.18935085096380544, 0.3917583067071239], [0.2009847160309968, 0.40069529426239026], [0.21303476434878924, 0.40940187435619213], [0.22550080578318543, 0.4178559439044059], [0.23838152340985075, 0.4260350093722626], [0.25167457754377326, 0.433915964052831], [0.2653756882936202, 0.44147676472933994], [0.2794783875490727, 0.4486972018482934], [0.2939759116741604, 0.4555552446987327], [0.30887191191509034, 0.46200129022099895], [0.32415412396274634, 0.46801713600945327], [0.3398040988085606, 0.4735991335995822], [0.3558032526126016, 0.47874397515199507], [0.3721608147979496, 0.48335255978566405], [0.3888492369235169, 0.4874459287140901], [0.40584595639317056, 0.4910193773338437], [0.42314408870229003, 0.4939993018639285], [0.4407141237781399, 0.49641731982335], [0.4585392037765559, 0.49822494396960454], [0.4765956688717241, 0.4994079326200873], [0.4948603977754923, 0.49996242147273856], [0.5133061702015475, 0.49979105337718], [0.5319058735902094, 0.4989429945720848], [0.5506268737388514, 0.4973685699826268], [0.5694445969688418, 0.4951001855648567], [0.5883296725914272, 0.49212174466377334], [0.6072302047284699, 0.4883239016651495], [0.6261288693787725, 0.48378487619702326], [0.6449808395959229, 0.4784592054973735], [0.6637614847140635, 0.472378262404636], [0.6824233377242515, 0.46550043581879735], [0.7009169091050262, 0.4578040861929146], [0.7192197894143488, 0.44932573335507736], [0.73729483234536, 0.44007054928271094], [0.7550723529294948, 0.42998479446725035], [0.7725425490187585, 0.4191325157666161], [0.7896512521946386, 0.40749850593827613], [0.806361854431375, 0.3950985828032612], [0.8226178261871462, 0.38192709606565783], [0.838395938869225, 0.3680202004652146], [0.8536664352266886, 0.3534061981029239], [0.8683331945059514, 0.3380478237074927], [0.8824250539355032, 0.322033605271093], [0.8958799738812888, 0.3053653705881875], [0.9086336283811663, 0.28804842984712353], [0.9206886635755726, 0.2701428174256849], [0.9319849287536027, 0.25166247186650587], [0.9425076208070479, 0.23265305742574474], [0.95223782490726, 0.21315492288986485], [0.9611337412723463, 0.19319814477847605], [0.9691357623931091, 0.17280962811003842], [0.9762861395319717, 0.15205977248441663], [0.9824807425059061, 0.13096073690998672], [0.9877804271976285, 0.10958307738520225], [0.9921627636228181, 0.08796663966495433], [0.9956451517766974, 0.06615314798662696], [0.9977673067134226, 0.044194443299023556], [0.999327245898236, 0.022146577662310228], [1.0, -6.938893903907228e-18]], [[0.9999999999999998, -0.00017952331745353013], [0.9989072305493255, -0.02192870052555849], [0.9969426119812309, -0.04353347240471221], [0.9943955293630373, -0.06505911790269923], [0.9905129614341251, -0.0864660263017899], [0.9857375255143936, -0.10770860724953868], [0.9800557140901692, -0.1287331387103188], [0.9734875248953822, -0.1495043953282268], [0.9659642790682283, -0.1699480534063382], [0.9576277524129259, -0.190062763309597], [0.948403356998999, -0.2097686789227675], [0.9383630110159137, -0.22903996990138142], [0.9275526666986719, -0.2478495292751847], [0.915963933763798, -0.26613603679913256], [0.9036541981390039, -0.2838780483075763], [0.8906452690740866, -0.3010322288047926], [0.8769691804978788, -0.31756387365924726], [0.8627016168137064, -0.333476389006762], [0.8478070918582625, -0.3486769275113113], [0.8323786585866852, -0.3631934962973233], [0.8164506859110362, -0.37700154909957373], [0.8000328907888604, -0.3900441398172634], [0.7831959289523561, -0.4023431739936021], [0.765968849734547, -0.4138703421301702], [0.74839571681804, -0.42461894882383694], [0.7304994818007313, -0.4345502588266684], [0.7123619500508022, -0.44373711615571815], [0.6939464621104862, -0.4520914313362356], [0.6751266799548259, -0.4596251118566586], [0.6561713377472845, -0.46638060328345327], [0.6371264201874912, -0.47238809097939327], [0.6179908452592991, -0.4775156281188819], [0.5988376173197261, -0.4818923441797031], [0.5796984818774347, -0.48552155359816973], [0.5606026151993089, -0.4883817227326583], [0.5415893361602548, -0.4905237784997024], [0.522682130928623, -0.49187216975300124], [0.5039218210095051, -0.4925423534007364], [0.4853351774252542, -0.4925554153289345], [0.46694860898747836, -0.49190354713492634], [0.44878897191847256, -0.49062169206469075], [0.4308843598255703, -0.48868737962228215], [0.41325338633774616, -0.4861829164443885], [0.3959224115485218, -0.4830818726286019], [0.3789032912280716, -0.47946621737694317], [0.36221918803902214, -0.47532517008413117], [0.3458799184228904, -0.4706941038922647], [0.3299102065539657, -0.4655731694824538], [0.31431517659177793, -0.46000686895445037], [0.29909959681811443, -0.4540197253638056], [0.28429040858555354, -0.44760287982003505], [0.269893351482808, -0.4407781761149183], [0.2559098482140972, -0.43357741373614445], [0.24234416477043247, -0.4260264443396598], [0.2292019176920097, -0.41814158984365735], [0.21648550854266177, -0.40995852934343585], [0.2041964770602947, -0.40149255866083444], [0.1923351951347997, -0.3927680047912268], [0.1809013783446464, -0.38381304897361157], [0.1698993519121766, -0.3746391056809714], [0.15931860039517098, -0.36527469091628795], [0.1491550763208997, -0.3557445677464198], [0.139403744545768, -0.34606583090086834], [0.13005916234035905, -0.33626073034047943], [0.12111716649059842, -0.32619305646078134], [0.11261085192839275, -0.3160125933170522], [0.10449726895617048, -0.30576883569237245], [0.09679320410427487, -0.2954847414389036], [0.08945747756209402, -0.28517821722763037], [0.08247343364336114, -0.27486050944864354], [0.07589045543448387, -0.26450552169340386], [0.06965629745066902, -0.2541587853802477], [0.06374309883456139, -0.2438441132417892], [0.0581352290450754, -0.23357425468031104], [0.05288914515655649, -0.22332266389293104], [0.047970355035416315, -0.21311637199711278], [0.04332290651745217, -0.20298742317934135], [0.03895920746731169, -0.19293168609021982], [0.03493078416207374, -0.18293274402869386], [0.03115227000017187, -0.17303047167566712], [0.027575654703403753, -0.16322552186386313], [0.02429283208822267, -0.15350831809209933], [0.021227931480835245, -0.14390928922543078], [0.018437603499794595, -0.1344142516372875], [0.0159449760184695, -0.12502318960715947], [0.013626056338096165, -0.11576345558463734], [0.011554381353334258, -0.10661827261215767], [0.009663450452638573, -0.09760569219201028], [0.007966512612454242, -0.08872067085493174], [0.0064918001266073425, -0.07996171101071538], [0.005153006452408268, -0.07134345870878843], [0.004028795466821938, -0.06285547618444726], [0.0029900987020501494, -0.05451468123850888], [0.002205608821971041, -0.04630093964178091], [0.0015055718737547433, -0.03823391373117563], [0.0009704903276133985, -0.030304759274312493], [0.000557571178220806, -0.02251768415286431], [0.0002690142263301379, -0.014871457400389122], [8.956084535229877e-05, -0.007366589402239739], [0.0, 0.0], [8.983016652611787e-05, 0.007359421010299501], [0.00027003198910531155, 0.014859822225864508], [0.0005637246450633853, 0.02249848987081369], [0.0009828141145889018, 0.030274831624996414], [0.001506077267895818, 0.038189972507088506], [0.002200128427374732, 0.04623970782266091], [0.002982164862569091, 0.05443265264296015], [0.004016230992221335, 0.06274924541652366], [0.005133934400148048, 0.07120960141297322], [0.006465916950369556, 0.079796466487559], [0.007931191518785852, 0.08852057304953818], [0.009619659345057584, 0.09736641022318902], [0.011491174127144867, 0.1063379656078171], [0.013549351010824082, 0.11543672067208226], [0.015848473833881067, 0.12464707460215756], [0.018318905991104976, 0.1339850653798674], [0.021062369572770002, 0.14342175953281963], [0.024042665638887274, 0.15296289444138847], [0.027236506807604744, 0.1626163349319506], [0.0307186476174727, 0.17235375214520302], [0.034437490431689505, 0.1821894621115246], [0.038441605825361255, 0.1921149263740023], [0.04281467978343937, 0.20209196941411758], [0.04746394672879426, 0.21214551739953022], [0.05239323943927173, 0.22227197750469785], [0.05765268187204804, 0.2324349362346899], [0.06319469335228844, 0.24262190477015697], [0.06903062018661991, 0.25285596864317633], [0.07519021585418266, 0.2631152115560304], [0.08170111982465775, 0.27337463407941703], [0.08859040630552223, 0.28360619612862686], [0.095815319413695, 0.29383327120260855], [0.10339276597318128, 0.3040371679960021], [0.11133929545651379, 0.3141957730680655], [0.11966953282462318, 0.3242863104510183], [0.12840834886653377, 0.3342737169502773], [0.13752504971899954, 0.3441747610596614], [0.14702828734206677, 0.35397006352039323], [0.1569797966599667, 0.3636396536599423], [0.16734921006387976, 0.3731630169330937], [0.17813242317294004, 0.382516222879074], [0.1893500747773002, 0.3914699457082266], [0.20098357024675348, 0.4002053180629496], [0.21303317259388058, 0.4086934601691902], [0.2254986845781067, 0.41692281535633996], [0.23837878464962448, 0.4248656606042966], [0.25167112601072494, 0.43250376111044564], [0.2653714238165963, 0.4398149014958205], [0.27947320313102875, 0.446783382591702], [0.29396969475393575, 0.4533877054637317], [0.3088645394682473, 0.45958691929641854], [0.3241454695008045, 0.4653579351147241], [0.33979403473947073, 0.470700531478202], [0.3557916510301881, 0.4756045989535095], [0.37214753677568085, 0.4799804676302657], [0.3888341473913667, 0.4838440002883117], [0.40582892340434557, 0.4871917839636249], [0.4231249778677014, 0.4899552319679486], [0.4406928053088806, 0.4921557172596325], [0.45851554888810664, 0.4937488213083496], [0.4765695543709695, 0.49472172303938966], [0.4948317040561554, 0.49507061701275357], [0.5132747885654244, 0.49470372650404326], [0.5318717047125021, 0.493672265419179], [0.5505898263799675, 0.4919210141102811], [0.5694045931419484, 0.4894869504489927], [0.5882866461540374, 0.48635432130863904], [0.6071841103404585, 0.4824133798475936], [0.6260796735179527, 0.47774519804052773], [0.644928530642822, 0.47230302917467626], [0.6636528061201544, 0.4661205618193022], [0.6821209891283605, 0.4591595589025461], [0.7004219888725932, 0.4514019003056829], [0.7185330823461449, 0.4428791511521788], [0.7364183771853617, 0.4335969425781875], [0.7540129509155445, 0.4235121322179463], [0.771306558836051, 0.4126839174118153], [0.788246288351973, 0.4010954343937392], [0.8047979506266615, 0.38876651555555813], [0.8209066540961848, 0.37569011360556753], [0.8365501236053926, 0.3619015102866673], [0.8517001808894137, 0.34743000811380603], [0.8662636825374627, 0.3322384146850637], [0.8802692139122595, 0.31641417723200305], [0.8936572964042351, 0.2999605739774645], [0.9063658946342474, 0.28288261803600845], [0.9183979513377454, 0.26523900781396353], [0.9296939268497103, 0.24703812124215904], [0.9402419112553424, 0.2283320156805774], [0.9500230164024567, 0.20915691043383328], [0.9589992110144386, 0.1895484240601359], [0.9671104062470031, 0.16952431115123767], [0.9743995134204778, 0.14915872574589795], [0.9807653811749952, 0.1284613199917155], [0.9862679357376057, 0.10750370079939031], [0.9908859358854808, 0.08632491175823857], [0.9946336064748766, 0.06495760843757993], [0.9970674813194434, 0.04345852427674885], [0.9989611472611919, 0.021887440312441775], [1.0, 0.0001736535944916292]], [[0.9999999999999999, -0.0018043796904708503], [0.9946475534254438, -0.016317122420201377], [0.9887348782319083, -0.030259601931057745], [0.9824405349276113, -0.04426603572913095], [0.9752665536665583, -0.05849031443495383], [0.9675278100834671, -0.07295440427111995], [0.9592210491061617, -0.08751724688654576], [0.9503732911760023, -0.10219373275560817], [0.9409579735188678, -0.11696148662300418], [0.9310728958354298, -0.1317921238492373], [0.9206856665928691, -0.14667156760399103], [0.9098377800872443, -0.16153313867555943], [0.8985704790052821, -0.17638378251730877], [0.8868699305020271, -0.19114446412096944], [0.8747598862980224, -0.20575753215647968], [0.8622513478677569, -0.22018543023430112], [0.8493488093701538, -0.2343623015728162], [0.8360847137205993, -0.2482460332283804], [0.8224289049626166, -0.2617636785216844], [0.8084297754081412, -0.27490383970639837], [0.7941063122692876, -0.2876506636254823], [0.7794320644276638, -0.2998791815672784], [0.7644585114975334, -0.31162474712313354], [0.7491950157736468, -0.322844415764902], [0.7336461676598659, -0.3334775765154121], [0.7178390020581608, -0.3435308489752221], [0.7018263423766565, -0.3530528286257915], [0.6853131916600983, -0.3619616712509154], [0.666950768454457, -0.37020174323243527], [0.6484544439606796, -0.3778192847467356], [0.6298651419746989, -0.38481034362540767], [0.6111811803569828, -0.39104146952896573], [0.5924702619777669, -0.39661675732446583], [0.5737641634558447, -0.40158030676351586], [0.5550885026413885, -0.405862757701682], [0.5364814334749025, -0.40952308659778913], [0.5179654073926292, -0.41249116597936747], [0.49958017970447416, -0.4149138441057243], [0.4813520690150129, -0.41683451599876253], [0.4633066598336307, -0.4182763917560746], [0.4454694548015352, -0.41923499925770663], [0.4278682398640799, -0.4197485178254641], [0.4105213921875317, -0.4198588356966982], [0.39345441865254, -0.41948879702781183], [0.37668068507090346, -0.41883722636295057], [0.3602229104003764, -0.41780711220878375], [0.3440920080639638, -0.41633292290898816], [0.32831315599173544, -0.4144946407770171], [0.3128930171814918, -0.4122912897150658], [0.2978379343133738, -0.40960743494210805], [0.28317523806436784, -0.4064830994242682], [0.2689121319233148, -0.40285740302568723], [0.25505147919543647, -0.39871975236879065], [0.24159837188334926, -0.39408849609706903], [0.22855931865207363, -0.3889378883985787], [0.21593673900636987, -0.3833938657889852], [0.20373296643911157, -0.3774064225251243], [0.1919489291687334, -0.37100975360034005], [0.18058418240268626, -0.3642825582765277], [0.16964362226113766, -0.3572059624924181], [0.15911745273045996, -0.3498023803319722], [0.14900178574817743, -0.3421295284567806], [0.13929218052606918, -0.33417993446311384], [0.12998334476726192, -0.32600101586541], [0.12107138973576131, -0.31639956132195773], [0.11258878811998978, -0.3066689807997969], [0.10449385266667989, -0.29685958451168915], [0.09709777167552106, -0.28699792140454256], [0.0901174793824987, -0.2770944919012595], [0.08344125385344557, -0.2671686141667197], [0.07709905638150122, -0.25719507467796565], [0.07106031936780939, -0.24721851059941927], [0.06531380552809724, -0.23725890125927596], [0.059842651391924885, -0.2273323664062977], [0.054678484351229226, -0.2174157392902739], [0.049797199140973844, -0.20753446239415468], [0.04517230629226885, -0.19771919463409432], [0.040804243177493635, -0.18796712419701814], [0.03672148336379578, -0.17826429302809177], [0.032871302214742375, -0.1686489879935246], [0.028870768498765065, -0.1591217626396317], [0.025092482362391047, -0.14967471332652907], [0.021620170088439486, -0.1403367850400133], [0.01860162666304125, -0.13109424971276618], [0.016072671715249422, -0.12194839548126898], [0.0137288862084201, -0.11292609086255732], [0.011636000554267362, -0.1040119128853817], [0.009728556203173708, -0.0952242774322535], [0.008017547080631288, -0.08655922744245097], [0.006529513885077808, -0.07801586394165493], [0.005182119820703469, -0.06960767052726799], [0.004050530128804833, -0.06132512176916321], [0.003011620589365903, -0.0531847356121422], [0.002224625698016434, -0.045169214753213616], [0.0015272604699757809, -0.03729799599523606], [0.0010075451225290304, -0.029563426125262967], [0.0006194598671291611, -0.021969206575436464], [0.000302591701471522, -0.014513660625558865], [9.428105628666295e-05, -0.007196622345816274], [0.0, 0.0], [9.72568213210972e-05, 0.007157620453537402], [0.0003139068724483103, 0.014469884224937586], [0.000679498372798088, 0.02191724219339036], [0.0011375937768556966, 0.029500164468996563], [0.00156159825012144, 0.03722045188494826], [0.0022215047702640227, 0.045074620503196106], [0.0030003872619557962, 0.053070547905074705], [0.004031400800592171, 0.06118916395315586], [0.00515330459503554, 0.06944723293332714], [0.006491514403925207, 0.07782709299578143], [0.007967697109761073, 0.08633812982896204], [0.009667097276473762, 0.09496711532652274], [0.011551727753110577, 0.10371686931512591], [0.013625034437641027, 0.11258852091865779], [0.015939582914034675, 0.12156658205979305], [0.018430562922364637, 0.13066437314648296], [0.021195115502067634, 0.1398544781309198], [0.02420000705528905, 0.1491411650485729], [0.027425670142727485, 0.15853015964802028], [0.030942164929631446, 0.16799608163125745], [0.03470641720012536, 0.17754971668239453], [0.03896170847903754, 0.1871823740481141], [0.043804727137895016, 0.19685859652180254], [0.04903790378891781, 0.2065989095477526], [0.05456875744485426, 0.2163988601431537], [0.06029821196801064, 0.2262241769026968], [0.06586488125000767, 0.2360613640670692], [0.07170819903655332, 0.2459313205595725], [0.0778446949836897, 0.2558121087336514], [0.08428621730193386, 0.26568055624642467], [0.09105098098307877, 0.2755061804575544], [0.09811127115544402, 0.28531459732505726], [0.10548223676659065, 0.29508090835019435], [0.11316554409558587, 0.30478933298348654], [0.1211688047935185, 0.3144147468133568], [0.1295045197191044, 0.3239258107829555], [0.13815454529323584, 0.3333358396919317], [0.1471281216491914, 0.342621802895656], [0.1569591886016653, 0.3517686226654065], [0.16729582324608333, 0.3607540253856762], [0.1780370424883647, 0.3695534786902166], [0.1892025396354689, 0.37664066856492895], [0.20077346584064962, 0.38343856219567085], [0.21274968953309872, 0.3898558206693932], [0.22513007538013727, 0.3959634676793526], [0.23791274674935942, 0.40169282793476274], [0.2510944495948164, 0.40706502387336324], [0.2646703331535006, 0.41205478518604005], [0.278633072215064, 0.4166845469570075], [0.2929752540701755, 0.4209361559780243], [0.3076991585379319, 0.4248421258994033], [0.3227921725840245, 0.4283417154612281], [0.3382358357133837, 0.43146318654045956], [0.35401165068667784, 0.4341420790113741], [0.3701273977620041, 0.4363708837109297], [0.3865562079920646, 0.4381229306341415], [0.40327606981274, 0.4394057837602402], [0.42027984667192786, 0.44019648136249806], [0.43753880656096333, 0.4404313386134316], [0.45503632404824795, 0.44010080922182554], [0.47274960424861767, 0.4392045750945221], [0.49065611689122424, 0.4377387608605305], [0.50873020150421, 0.4356632720702339], [0.5269460783725309, 0.4330432349862433], [0.5452723471416954, 0.4297806330515783], [0.5636862500957233, 0.425948976039212], [0.5821600840167751, 0.4215364031868141], [0.6006448842771132, 0.4164349973677112], [0.6191248999914001, 0.4107461345759091], [0.6375583432859854, 0.40441515405744266], [0.6555013762444784, 0.3974932494142908], [0.6722463528699587, 0.3899738095904755], [0.6888426881444575, 0.38187103653433646], [0.7052662975499019, 0.3731727281485228], [0.7214929918862432, 0.3638884515762321], [0.737499541726094, 0.35407036919664747], [0.7532728356468098, 0.3437335837534809], [0.7687730313437057, 0.3328482550047512], [0.7839873945485429, 0.32146913201800265], [0.7988776415674018, 0.30957842804860064], [0.8134307342962264, 0.29720307187133943], [0.8276331088111164, 0.28438064677240665], [0.8414213261873521, 0.27107698148291176], [0.8548208236659005, 0.25736727910957297], [0.8677966978882582, 0.24326830537142322], [0.8803096337391565, 0.22878319660727114], [0.8923654118271348, 0.21395734149584522], [0.9039129206778471, 0.19874920690096234], [0.9149654997886625, 0.18326704329256077], [0.9255059382262775, 0.16750930942267064], [0.9355308799023773, 0.15156221378624177], [0.9449793092179297, 0.1353598961882808], [0.9538983194649159, 0.11900896136671762], [0.9622175332827905, 0.1024964566274273], [0.969986513266298, 0.08590137131526934], [0.9771959306519012, 0.06925471139153136], [0.9838313664652211, 0.05250305543794552], [0.989615253076156, 0.035741751930719885], [0.9950744387089697, 0.019042431400282975], [1.0, 0.0017453834049110343]], [[1.0, -0.0031503867278518767], [0.9888537117972243, -0.008654884196065837], [0.9774339608049724, -0.013459040324021223], [0.9658377126648754, -0.018650993636625212], [0.9538877021046901, -0.02449075677623736], [0.9417517240323107, -0.031023785992847587], [0.9294417044886332, -0.03803638251283144], [0.9169891573182799, -0.045579702199864056], [0.904409151080459, -0.05368266711683828], [0.8917461790217145, -0.06228142681345361], [0.879004018532665, -0.07141768470121611], [0.8661906394881901, -0.08098507493396409], [0.8533302863080632, -0.09101096978264712], [0.8404036409462724, -0.10140039680123358], [0.8273994307872795, -0.11205739139043451], [0.814314308831559, -0.12294678274538177], [0.8011275260017569, -0.13397305351797412], [0.7878313881299976, -0.14505061710049943], [0.774402431037869, -0.15612923631591], [0.7608457457593051, -0.16715745315573466], [0.7471619058019191, -0.17812266564921325], [0.733307682013537, -0.1888557549462062], [0.7193079423290826, -0.19939429271103068], [0.7051574259709481, -0.20968724190947297], [0.6908339364034569, -0.21963134122323588], [0.6763602230251469, -0.22927076700535504], [0.6617577711647412, -0.23862014079452212], [0.646755758635561, -0.2476120114405984], [0.6301211920132372, -0.25614021007945104], [0.6133836376819737, -0.2642453429674806], [0.5965638777863681, -0.271889971387129], [0.579658556074787, -0.27896270704870374], [0.5627120259482546, -0.2855224412397689], [0.5457540876368274, -0.2916406644585121], [0.5287960476431912, -0.29721458285194463], [0.5118693625429585, -0.3022982019689024], [0.49499145740395617, -0.3068376673479498], [0.4781949130564594, -0.3109707509750013], [0.4615027386963839, -0.31474740123694517], [0.44493572755558697, -0.31820347256319864], [0.42851303781447775, -0.3212976336271049], [0.4122595276410461, -0.32410035116126584], [0.3961916658497023, -0.3266062430679485], [0.38033032009902495, -0.32870503349486546], [0.3646935530064633, -0.3306355546342344], [0.3493012732711066, -0.3322442282111851], [0.33416784096498936, -0.33340140161105725], [0.31931878281045406, -0.33421839511224916], [0.30476611427269923, -0.33466584697813934], [0.2905217842746004, -0.3345531854041749], [0.27661313348310956, -0.33394891499280405], [0.26305211028805725, -0.3327679066514219], [0.2498469694155384, -0.3309829103302205], [0.23700526048936768, -0.3286213391826173], [0.22453638457266914, -0.3256518879161868], [0.21244212752638375, -0.32223949099448457], [0.20072737657929127, -0.3183197981349275], [0.18939515482976207, -0.3139317988705971], [0.1784432753209248, -0.3091791326175561], [0.16787864150402146, -0.3040339195703817], [0.15769469317569793, -0.29851682085722553], [0.14788774976413424, -0.292697034895892], [0.1384561423603846, -0.2865598327886817], [0.12939491136171022, -0.2801602626428594], [0.12070122558753114, -0.2724219221626707], [0.11240183165521915, -0.26452335710173447], [0.10446321421966533, -0.25650039571569627], [0.09735007095628402, -0.24838871562626805], [0.09066421514924178, -0.24017556312510793], [0.08424298183096163, -0.23190513930832754], [0.0781002435676953, -0.22355664740541767], [0.07222339040134251, -0.2151688266113176], [0.06661495577021664, -0.20674841922204681], [0.06125705486339808, -0.19832190570561078], [0.056160746530389556, -0.18987794092292076], [0.05131052983475836, -0.18143646522171428], [0.04670432176955781, -0.17302071766631935], [0.04233264352805048, -0.16463345305465515], [0.03820487215272276, -0.15626905940801994], [0.0342953231292801, -0.14795902884181478], [0.030264236953310483, -0.1397028922429652], [0.026190252064293183, -0.13149957230922263], [0.022507303824894638, -0.123370323929188], [0.01934814472305947, -0.11530374760570776], [0.016686234056764733, -0.10730535640261761], [0.014245259225772256, -0.09939883504273381], [0.012062363976719512, -0.0915743099011639], [0.010080669992571019, -0.08385037521985615], [0.008302960342850042, -0.07622718160848606], [0.006748719157282729, -0.06870577844368847], [0.0053555337894393, -0.061295352328490184], [0.0041821623925365975, -0.05399007262884954], [0.003136270759487897, -0.04680393260691428], [0.002329314108778794, -0.039730998560162524], [0.0016335402268942904, -0.03278914761063853], [0.0011023963888968462, -0.025975815171162705], [0.0006951521071924825, -0.01929295354049715], [0.00033211259684817664, -0.01273745913588207], [9.81912093568564e-05, -0.006307169618057123], [0.0, 0.0], [0.00010340895253973456, 0.006294423377730101], [0.00035025217823942003, 0.012718929209527427], [0.0007754036200941107, 0.019264044982356406], [0.0012922962671970786, 0.02593355316550053], [0.0017041596993391719, 0.03273169236874666], [0.002334054844871322, 0.039657597853782194], [0.0031090559688075376, 0.04671531662536376], [0.004130944438761722, 0.05388733463886073], [0.00528116929412912, 0.06117725080151137], [0.006657950569530826, 0.06856692452177478], [0.008196531242163983, 0.07606076989090892], [0.00995683131784688, 0.08365389717049777], [0.011911738349326831, 0.09134479773982744], [0.0140631966654794, 0.09913331637908057], [0.016454767237286734, 0.10700472313837757], [0.019043136476425814, 0.11496226684676107], [0.02190290027278537, 0.12298460580537088], [0.025012816682545395, 0.1310708166721815], [0.02836669871858359, 0.13921879644075372], [0.03201226544816703, 0.14741475858197298], [0.035936722964200245, 0.15565652271804903], [0.04037224597422591, 0.16393521453244708], [0.045412656250130426, 0.17222617085963415], [0.05099116133924905, 0.18053353513584033], [0.05675554359716325, 0.18885053886756722], [0.062489730052871555, 0.19715153657572318], [0.06807682549390755, 0.2054203917096492], [0.07392626583618087, 0.21366925381355767], [0.08004362631585579, 0.22187722220710465], [0.08642767389742859, 0.23002876096074204], [0.09308928472917694, 0.23808736423277727], [0.10001320369126729, 0.24608325480559637], [0.10721312353235965, 0.25397318047254713], [0.1146783815137226, 0.2617626409248996], [0.12241077956408469, 0.26942142143771636], [0.13041257147446797, 0.27693118174687553], [0.1386760101359092, 0.28429402727267433], [0.1472108229157115, 0.29147496776806825], [0.15678406477836854, 0.2984765249238153], [0.16687133051518338, 0.3052715016249648], [0.17731906495288832, 0.31184997950222204], [0.18814252857705352, 0.3168263300392222], [0.19932333625425108, 0.321493466769797], [0.21086045598835326, 0.32574373658098826], [0.22274920488903352, 0.3296719341456702], [0.234986225322217, 0.33319919258029446], [0.24756518487969006, 0.3363633008372437], [0.2604800724043023, 0.3391312476401921], [0.27372091269214205, 0.3415480447499903], [0.28727887279902076, 0.34359278129455456], [0.30115131108950366, 0.345340679159534 | 3D array of the non-dimensional x and y airfoil coordinates of the airfoils interpolated along span for n_span stations.
rotorse.re.precomp.web_start_nd | intermediate |  | [[0.24012356734999427, 0.24165048057938746, 0.23997143750608924, 0.2483763200828543, 0.27256729312672306, 0.2915565376511883, 0.29701051485838176, 0.3011964411067483, 0.3046980230040957, 0.30777638985232303, 0.3105851620073327, 0.31359715918237285, 0.31691797212372924, 0.32021570386519876, 0.3231700607408254, 0.3256796900653943, 0.32800684411994335, 0.3303999989227399, 0.3330064392628498, 0.33574007621632623, 0.3383447086441593, 0.34067265645229583, 0.34313569393719434, 0.34581954203374127, 0.3487529103848963, 0.35186693235223365, 0.35564677657630195, 0.3612249432180458, 0.38758055785893203, 0.3947015848633812], [0.1859316651811114, 0.18771588576434167, 0.1862717214692346, 0.1921604174787525, 0.2146092066001163, 0.23319253120829608, 0.23832694888421668, 0.24196542945793134, 0.2436907778538153, 0.24477594126114588, 0.24571665528589665, 0.2466601047370122, 0.24771129764591346, 0.24848024616966957, 0.24857642294914845, 0.24812282550656461, 0.24740395196904497, 0.2465363915049856, 0.2456030912607595, 0.24448191299316813, 0.24305432543113692, 0.24120538175249845, 0.2391204674327984, 0.23681720233990006, 0.23425766293523798, 0.23151417349502995, 0.2280875255025572, 0.2228181849792493, 0.19645817857409653, 0.18930149543608904]] | 2D array of the non-dimensional start point defined along the outer profile of a web. The TE suction side is 0, the TE pressure side is 1. The first dimension represents each web, the second dimension represents each entry along blade span.
rotorse.re.precomp.web_end_nd | intermediate |  | [[0.6859448609161825, 0.6840540433771426, 0.6834721482320125, 0.6840996703326974, 0.6807679327197383, 0.6735846209719312, 0.6748253689903151, 0.675244994782647, 0.6744132776295391, 0.6734726375972709, 0.6724736426329727, 0.6710688703405401, 0.6691041212669169, 0.6669484462768119, 0.6648768634323069, 0.6629294978714443, 0.6610473293589308, 0.659133580219787, 0.6570300292066518, 0.6546918101772693, 0.6526588824352736, 0.6509933699213512, 0.6491247705795921, 0.6470435106027252, 0.6447042852665245, 0.6421858421143526, 0.6389805744545648, 0.6339183455515813, 0.60759110739381, 0.6003777382708092], [0.740138605450594, 0.7379889215587868, 0.737478876615482, 0.7417883964553016, 0.7412733783463149, 0.7348630180859897, 0.73608854019928, 0.736475284307125, 0.7371858838919231, 0.738067418588607, 0.738729872926731, 0.7391639907141918, 0.7393812826582653, 0.739696800615462, 0.7403919460749957, 0.74127974265453, 0.7423068313905443, 0.7435333079556747, 0.744889183953303, 0.7463062149966985, 0.7482306217460915, 0.7507151985785362, 0.7533713365206817, 0.7562563022498908, 0.7593878514655908, 0.7626992240646805, 0.7666807546390318, 0.7724620687116303, 0.7992133550159627, 0.8064393410349739]] | 2D array of the non-dimensional end point defined along the outer profile of a web. The TE suction side is 0, the TE pressure side is 1. The first dimension represents each web, the second dimension represents each entry along blade span.
rotorse.re.precomp.layer_thickness | intermediate | m | [[5e-05, 5e-05, 5e-05, 5e-05, 5e-05, 5e-05, 5e-05, 5e-05, 5e-05, 5e-05, 5e-05, 5e-05, 5e-05, 5e-05, 5e-05, 5e-05, 5e-05, 5e-05, 5e-05, 5e-05, 5e-05, 5e-05, 5e-05, 5e-05, 5e-05, 5e-05, 5e-05, 5e-05, 5e-05, 5e-05], [0.00282, 0.0028200000000000005, 0.00282, 0.00282, 0.00282, 0.00282, 0.0028199999999999996, 0.00282, 0.0028200000000000005, 0.0028200000000000005, 0.00282, 0.0028200000000000005, 0.0028200000000000005, 0.0028200000000000005, 0.0028199999999999996, 0.0028200000000000005, 0.00282, 0.0028200000000000005, 0.0028200000000000005, 0.0028200000000000005, 0.0028200000000000005, 0.0028200000000000005, 0.00282, 0.00282, 0.00282, 0.00282, 0.0028199999999999996, 0.0028200000000000005, 0.00282, 0.00282], [0.0517, 0.025959319092461634, 0.01243392925521796, 0.004271311045519619, 0.0010772698145532268, 0.0, 0.0, 0.0, 0.0, 0.0, 0.0, 0.0, 0.0, 0.0, 0.0, 0.0, 0.0, 0.0, 0.0, 0.0, 0.0, 0.0, 0.0, 0.0, 0.0, 0.0, 0.0, 0.0, 0.0, 0.0], [0.00047, 0.0026377767830561725, 0.023006288238498256, 0.04142110209017276, 0.0423, 0.0423, 0.0423, 0.0423, 0.0423, 0.0423, 0.0423, 0.04226683603558402, 0.04185976132895962, 0.04104126471239999, 0.039877179857990025, 0.03843334043781462, 0.036775580123958686, 0.03496973258850711, 0.03308163150354477, 0.031177110541156582, 0.029232387010542777, 0.027000901301356323, 0.02448126599472148, 0.021693652160641546, 0.018658230869119836, 0.015395173190159645, 0.011924650193764257, 0.008266832949936994, 0.004441892528681145, 0.00046999999999999917], [0.00047, 0.0026377767830561725, 0.023006288238498256, 0.04142110209017276, 0.0423, 0.0423, 0.0423, 0.0423, 0.0423, 0.0423, 0.0423, 0.04226683603558402, 0.04185976132895962, 0.04104126471239999, 0.039877179857990025, 0.03843334043781462, 0.036775580123958686, 0.03496973258850711, 0.03308163150354477, 0.031177110541156582, 0.029232387010542777, 0.027000901301356323, 0.02448126599472148, 0.021693652160641546, 0.018658230869119836, 0.015395173190159645, 0.011924650193764257, 0.008266832949936994, 0.004441892528681145, 0.00046999999999999917], [0.0, 0.0017633650830294267, 0.0060368876770462, 0.00705, 0.00705, 0.00705, 0.00705, 0.00705, 0.00705, 0.00705, 0.00705, 0.007028160918550486, 0.006765556523553196, 0.00625385741669781, 0.005553961618461436, 0.0047267671493211845, 0.0038331720297541715, 0.002934074280237507, 0.002090371921248297, 0.0013629629732636603, 0.0008127454567607032, 0.0005006173922165423, 0.00038999307011384327, 0.00029552293438007624, 0.00021147246379179594, 0.0001393412272623539, 8.062879370510148e-05, 3.683473203339061e-05, 9.458611160572945e-06, -1.4399560103323106e-20], [0.0, 0.0017633650830294267, 0.0060368876770462, 0.00705, 0.00705, 0.00705, 0.00705, 0.00705, 0.00705, 0.00705, 0.00705, 0.007028160918550486, 0.006765556523553196, 0.00625385741669781, 0.005553961618461436, 0.0047267671493211845, 0.0038331720297541715, 0.002934074280237507, 0.002090371921248297, 0.0013629629732636603, 0.0008127454567607032, 0.0005006173922165423, 0.00038999307011384327, 0.00029552293438007624, 0.00021147246379179594, 0.0001393412272623539, 8.062879370510148e-05, 3.683473203339061e-05, 9.458611160572945e-06, -1.4399560103323106e-20], [0.0, 0.02, 0.02, 0.06994882607469227, 0.09, 0.09, 0.09, 0.09, 0.09, 0.09, 0.09, 0.08032555686642343, 0.06, 0.06, 0.06, 0.06, 0.06, 0.06, 0.06, 0.030988560584853875, 0.02, 0.02, 0.02, 0.02, 0.02, 0.02, 0.02, 0.02, 0.0, 0.0], [0.0, 0.02, 0.02, 0.06994882607469227, 0.09, 0.09, 0.09, 0.09, 0.09, 0.09, 0.09, 0.08032555686642343, 0.06, 0.06, 0.06, 0.06, 0.06, 0.06, 0.06, 0.030988560584853875, 0.02, 0.02, 0.02, 0.02, 0.02, 0.02, 0.02, 0.02, 0.0, 0.0], [0.0, 0.0, 0.0, 0.0, 0.02, 0.02, 0.02, 0.02, 0.02, 0.02, 0.02, 0.02, 0.02, 0.02, 0.02, 0.02, 0.02, 0.02, 0.02, 0.02, 0.02, 0.02, 0.02, 0.02, 0.02, 0.02, 0.02, 0.02, 0.0, 0.0], [0.00282, 0.00282, 0.00282, 0.00282, 0.00282, 0.00282, 0.00282, 0.00282, 0.00282, 0.00282, 0.00282, 0.00282, 0.00282, 0.00282, 0.00282, 0.00282, 0.00282, 0.00282, 0.00282, 0.00282, 0.00282, 0.00282, 0.00282, 0.00282, 0.00282, 0.00282, 0.00282, 0.00282, 0.00282, 0.00282], [0.002, 0.002, 0.002, 0.002, 0.002, 0.002, 0.002, 0.002, 0.002, 0.002, 0.002, 0.002, 0.002, 0.002, 0.002, 0.002, 0.002, 0.002, 0.002, 0.002, 0.002, 0.002, 0.002, 0.002, 0.002, 0.002, 0.002, 0.002, 0.002, 0.002], [0.04, 0.04, 0.04, 0.04, 0.04, 0.04, 0.04, 0.04, 0.04, 0.04, 0.04, 0.04, 0.04, 0.04, 0.04, 0.04, 0.04, 0.04, 0.04, 0.04, 0.04, 0.04, 0.04, 0.04, 0.04, 0.04, 0.04, 0.04, 0.04, 0.04], [0.002, 0.002, 0.002, 0.002, 0.002, 0.002, 0.002, 0.002, 0.002, 0.002, 0.002, 0.002, 0.002, 0.002, 0.002, 0.002, 0.002, 0.002, 0.002, 0.002, 0.002, 0.002, 0.002, 0.002, 0.002, 0.002, 0.002, 0.002, 0.002, 0.002], [0.002, 0.002, 0.002, 0.002, 0.002, 0.002, 0.002, 0.002, 0.002, 0.002, 0.002, 0.002, 0.002, 0.002, 0.002, 0.002, 0.002, 0.002, 0.002, 0.002, 0.002, 0.002, 0.002, 0.002, 0.002, 0.002, 0.002, 0.002, 0.002, 0.002], [0.04, 0.04, 0.04, 0.04, 0.04, 0.04, 0.04, 0.04, 0.04, 0.04, 0.04, 0.04, 0.04, 0.04, 0.04, 0.04, 0.04, 0.04, 0.04, 0.04, 0.04, 0.04, 0.04, 0.04, 0.04, 0.04, 0.04, 0.04, 0.04, 0.04], [0.002, 0.002, 0.002, 0.002, 0.002, 0.002, 0.002, 0.002, 0.002, 0.002, 0.002, 0.002, 0.002, 0.002, 0.002, 0.002, 0.002, 0.002, 0.002, 0.002, 0.002, 0.002, 0.002, 0.002, 0.002, 0.002, 0.002, 0.002, 0.002, 0.002]] | 2D array of the thickness of the layers of the blade structure. The first dimension represents each layer, the second dimension represents each entry along blade span.
rotorse.re.precomp.layer_start_nd | intermediate |  | [[0.0, 0.0, 0.0, 0.0, 0.0, 0.0, 0.0, 0.0, 0.0, 0.0, 0.0, 0.0, 0.0, 0.0, 0.0, 0.0, 0.0, 0.0, 0.0, 0.0, 0.0, 0.0, 0.0, 0.0, 0.0, 0.0, 0.0, 0.0, 0.0, 0.0], [0.0, 0.0, 0.0, 0.0, 0.0, 0.0, 0.0, 0.0, 0.0, 0.0, 0.0, 0.0, 0.0, 0.0, 0.0, 0.0, 0.0, 0.0, 0.0, 0.0, 0.0, 0.0, 0.0, 0.0, 0.0, 0.0, 0.0, 0.0, 0.0, 0.0], [0.0, 0.0, 0.0, 0.0, 0.0, 0.0, 0.0, 0.0, 0.0, 0.0, 0.0, 0.0, 0.0, 0.0, 0.0, 0.0, 0.0, 0.0, 0.0, 0.0, 0.0, 0.0, 0.0, 0.0, 0.0, 0.0, 0.0, 0.0, 0.0, 0.0], [0.6793361040174146, 0.6774760162642492, 0.6768144260234352, 0.6774932742264486, 0.6745220708483249, 0.6675470941148303, 0.6687434664732416, 0.6688955314836789, 0.6677310700759523, 0.6664773832414145, 0.6651698356678334, 0.6633469742564465, 0.6609237374316723, 0.6583435260432949, 0.655825186284783, 0.6534582390207206, 0.6511435208764974, 0.648766665649544, 0.6461690850885691, 0.6433265457814136, 0.6407836005936436, 0.6386018818368404, 0.6361761066196547, 0.6334886400381222, 0.6304892779259521, 0.6272737983289405, 0.6232179065670916, 0.6168792563480321, 0.5844100332948011, 0.5755869763511055], [0.17932131939616958, 0.1811036170727723, 0.17964291319120512, 0.18532656355077726, 0.2077384338115618, 0.22623986465377866, 0.23139088655323942, 0.23499341672131346, 0.2365195686393576, 0.23738353071718782, 0.2381081091756385, 0.23876750862813617, 0.23939929835576448, 0.23972541199295422, 0.23940559248397414, 0.23856495425800706, 0.2374554383792662, 0.2361697949863243, 0.23477774592645403, 0.23314929084462022, 0.23121062904628958, 0.22886324037198522, 0.22624058609165007, 0.2233524150845803, 0.22015323656536712, 0.2167357178670189, 0.2124813019126658, 0.20595576703568044, 0.17336375695768058, 0.16452599166281023], [1.0, 0.9597394743797999, 0.9598422399210661, 0.9579725575104294, 0.9568165285212687, 0.9564948015210321, 0.9563252200829513, 0.9559573383091191, 0.9546433653239542, 0.9531711079524965, 0.9517801760742141, 0.9501952288060441, 0.9483565351283265, 0.9463505777814493, 0.9441720976458174, 0.9419405299029704, 0.9396473824264929, 0.9371931590641491, 0.9345295411316384, 0.9316293197019923, 0.9286069053249718, 0.9254854322563244, 0.9232430076986821, 0.9242978107702253, 0.9285476976979147, 0.9358758737794591, 0.945546125074597, 0.9567472759670391, 0.9625948512559496, 0.9829573319639611], [0.0, 0.0, 0.0, 0.0, 0.0, 0.0, 0.0, 0.0, 0.0, 0.0, 0.0, 0.0, 0.0, 0.0, 0.0, 0.0, 0.0, 0.0, 0.0, 0.0, 0.0, 0.0, 0.0, 0.0, 0.0, 0.0, 0.0, 0.0, 0.0, 0.0], [0.7467459866108559, 0.7445768922979161, 0.7437440261549917, 0.7475390117090663, 0.7464945233128771, 0.7400557582464435, 0.7415347663349895, 0.7422999676351469, 0.7433254612026953, 0.7445255366539204, 0.7455362088774767, 0.746354926246373, 0.7469961788844615, 0.7477592297408796, 0.7488716902084205, 0.7502240225157701, 0.7517312168323426, 0.7534447338759621, 0.7552865165358382, 0.7572776796114266, 0.7597720917186905, 0.7627928280762997, 0.7660234532326438, 0.7695322334392617, 0.7733501068410855, 0.7773940500399255, 0.7822646023656571, 0.7893701638586097, 0.8223435273914962, 0.8312269968916879], [0.0, 0.04026052562020007, 0.040157760078933895, 0.0420274424895706, 0.0431834714787313, 0.04350519847896797, 0.04367477991704874, 0.044042661690880905, 0.04535663467604579, 0.046828892047503505, 0.04821982392578597, 0.049804771193955905, 0.05164346487167345, 0.053649422218550756, 0.05582790235418253, 0.05805947009702964, 0.060352617573507045, 0.06280684093585089, 0.06547045886836153, 0.06837068029800779, 0.07139309467502818, 0.0745145677436756, 0.07675699230131791, 0.07570218922977473, 0.07145230230208535, 0.06412412622054087, 0.05445387492540302, 0.043252724032960835, 0.03740514874405042, 0.017042668036038884], [0.2467312019896108, 0.24820449310643908, 0.2465725133227616, 0.2553723010333949, 0.27971088627611396, 0.29874852878539193, 0.30418218641498734, 0.30839785287278165, 0.31211395976610057, 0.31543168412969363, 0.31847448238528175, 0.32177546061806267, 0.3254717398085536, 0.3291411156905388, 0.3324520964076117, 0.33533073775305644, 0.33804313433511124, 0.3408478632127424, 0.3438951773737232, 0.3471004246746332, 0.35019912017133653, 0.3530541866114445, 0.3560879327046391, 0.3593960084857198, 0.36301406548050064, 0.36685596957800387, 0.37152799771123124, 0.37844667454625813, 0.41129725105437553, 0.42016601220339267], [0.0, 0.0, 0.0, 0.0, 0.0, 0.0, 0.0, 0.0, 0.0, 0.0, 0.0, 0.0, 0.0, 0.0, 0.0, 0.0, 0.0, 0.0, 0.0, 0.0, 0.0, 0.0, 0.0, 0.0, 0.0, 0.0, 0.0, 0.0, 0.0, 0.0], [0.0, 0.0, 0.0, 0.0, 0.0, 0.0, 0.0, 0.0, 0.0, 0.0, 0.0, 0.0, 0.0, 0.0, 0.0, 0.0, 0.0, 0.0, 0.0, 0.0, 0.0, 0.0, 0.0, 0.0, 0.0, 0.0, 0.0, 0.0, 0.0, 0.0], [0.0, 0.0, 0.0, 0.0, 0.0, 0.0, 0.0, 0.0, 0.0, 0.0, 0.0, 0.0, 0.0, 0.0, 0.0, 0.0, 0.0, 0.0, 0.0, 0.0, 0.0, 0.0, 0.0, 0.0, 0.0, 0.0, 0.0, 0.0, 0.0, 0.0], [0.0, 0.0, 0.0, 0.0, 0.0, 0.0, 0.0, 0.0, 0.0, 0.0, 0.0, 0.0, 0.0, 0.0, 0.0, 0.0, 0.0, 0.0, 0.0, 0.0, 0.0, 0.0, 0.0, 0.0, 0.0, 0.0, 0.0, 0.0, 0.0, 0.0], [0.0, 0.0, 0.0, 0.0, 0.0, 0.0, 0.0, 0.0, 0.0, 0.0, 0.0, 0.0, 0.0, 0.0, 0.0, 0.0, 0.0, 0.0, 0.0, 0.0, 0.0, 0.0, 0.0, 0.0, 0.0, 0.0, 0.0, 0.0, 0.0, 0.0], [0.0, 0.0, 0.0, 0.0, 0.0, 0.0, 0.0, 0.0, 0.0, 0.0, 0.0, 0.0, 0.0, 0.0, 0.0, 0.0, 0.0, 0.0, 0.0, 0.0, 0.0, 0.0, 0.0, 0.0, 0.0, 0.0, 0.0, 0.0, 0.0, 0.0], [0.0, 0.0, 0.0, 0.0, 0.0, 0.0, 0.0, 0.0, 0.0, 0.0, 0.0, 0.0, 0.0, 0.0, 0.0, 0.0, 0.0, 0.0, 0.0, 0.0, 0.0, 0.0, 0.0, 0.0, 0.0, 0.0, 0.0, 0.0, 0.0, 0.0]] | 2D array of the non-dimensional start point defined along the outer profile of a layer. The TE suction side is 0, the TE pressure side is 1. The first dimension represents each layer, the second dimension represents each entry along blade span.
rotorse.re.precomp.layer_end_nd | intermediate |  | [[1.0, 1.0, 1.0, 1.0, 1.0, 1.0, 1.0, 1.0, 1.0, 1.0, 1.0, 1.0, 1.0, 1.0, 1.0, 1.0, 1.0, 1.0, 1.0, 1.0, 1.0, 1.0, 1.0, 1.0, 1.0, 1.0, 1.0, 1.0, 1.0, 1.0], [1.0, 1.0, 1.0, 1.0, 1.0, 1.0, 1.0, 1.0, 1.0, 1.0, 1.0, 1.0, 1.0, 1.0, 1.0, 1.0, 1.0, 1.0, 1.0, 1.0, 1.0, 1.0, 1.0, 1.0, 1.0, 1.0, 1.0, 1.0, 1.0, 1.0], [1.0, 1.0, 1.0, 1.0, 1.0, 1.0, 1.0, 1.0, 1.0, 1.0, 1.0, 1.0, 1.0, 1.0, 1.0, 1.0, 1.0, 1.0, 1.0, 1.0, 1.0, 1.0, 1.0, 1.0, 1.0, 1.0, 1.0, 1.0, 1.0, 1.0], [0.7467459866108559, 0.7445768922979161, 0.7437440261549917, 0.7475390117090663, 0.7464945233128771, 0.7400557582464435, 0.7415347663349895, 0.7422999676351469, 0.7433254612026953, 0.7445255366539204, 0.7455362088774767, 0.746354926246373, 0.7469961788844615, 0.7477592297408796, 0.7488716902084205, 0.7502240225157701, 0.7517312168323426, 0.7534447338759621, 0.7552865165358382, 0.7572776796114266, 0.7597720917186905, 0.7627928280762997, 0.7660234532326438, 0.7695322334392617, 0.7733501068410855, 0.7773940500399255, 0.7822646023656571, 0.7893701638586097, 0.8223435273914962, 0.8312269968916879], [0.2467312019896108, 0.24820449310643908, 0.2465725133227616, 0.2553723010333949, 0.27971088627611396, 0.29874852878539193, 0.30418218641498734, 0.30839785287278165, 0.31211395976610057, 0.31543168412969363, 0.31847448238528175, 0.32177546061806267, 0.3254717398085536, 0.3291411156905388, 0.3324520964076117, 0.33533073775305644, 0.33804313433511124, 0.3408478632127424, 0.3438951773737232, 0.3471004246746332, 0.35019912017133653, 0.3530541866114445, 0.3560879327046391, 0.3593960084857198, 0.36301406548050064, 0.36685596957800387, 0.37152799771123124, 0.37844667454625813, 0.41129725105437553, 0.42016601220339267], [1.0, 1.0, 1.0, 1.0, 1.0, 1.0, 1.0, 1.0, 1.0, 1.0, 1.0, 1.0, 1.0, 1.0, 1.0, 1.0, 1.0, 1.0, 1.0, 1.0, 1.0, 1.0, 1.0, 1.0, 1.0, 1.0, 1.0, 1.0, 1.0, 1.0], [0.0, 0.04026052562020007, 0.040157760078933895, 0.0420274424895706, 0.0431834714787313, 0.04350519847896797, 0.04367477991704874, 0.044042661690880905, 0.04535663467604579, 0.046828892047503505, 0.04821982392578597, 0.049804771193955905, 0.05164346487167345, 0.053649422218550756, 0.05582790235418253, 0.05805947009702964, 0.060352617573507045, 0.06280684093585089, 0.06547045886836153, 0.06837068029800779, 0.07139309467502818, 0.0745145677436756, 0.07675699230131791, 0.07570218922977473, 0.07145230230208535, 0.06412412622054087, 0.05445387492540302, 0.043252724032960835, 0.03740514874405042, 0.017042668036038884], [1.0, 0.9597394743797999, 0.9598422399210661, 0.9579725575104294, 0.9568165285212687, 0.9564948015210321, 0.9563252200829513, 0.9559573383091191, 0.9546433653239542, 0.9531711079524965, 0.9517801760742141, 0.9501952288060441, 0.9483565351283265, 0.9463505777814493, 0.9441720976458174, 0.9419405299029704, 0.9396473824264929, 0.9371931590641491, 0.9345295411316384, 0.9316293197019923, 0.9286069053249718, 0.9254854322563244, 0.9232430076986821, 0.9242978107702253, 0.9285476976979147, 0.9358758737794591, 0.945546125074597, 0.9567472759670391, 0.9625948512559496, 0.9829573319639611], [0.17932131939616958, 0.1811036170727723, 0.17964291319120512, 0.18532656355077726, 0.2077384338115618, 0.22623986465377866, 0.23139088655323942, 0.23499341672131346, 0.2365195686393576, 0.23738353071718782, 0.2381081091756385, 0.23876750862813617, 0.23939929835576448, 0.23972541199295422, 0.23940559248397414, 0.23856495425800706, 0.2374554383792662, 0.2361697949863243, 0.23477774592645403, 0.23314929084462022, 0.23121062904628958, 0.22886324037198522, 0.22624058609165007, 0.2233524150845803, 0.22015323656536712, 0.2167357178670189, 0.2124813019126658, 0.20595576703568044, 0.17336375695768058, 0.16452599166281023], [0.6793361040174146, 0.6774760162642492, 0.6768144260234352, 0.6774932742264486, 0.6745220708483249, 0.6675470941148303, 0.6687434664732416, 0.6688955314836789, 0.6677310700759523, 0.6664773832414145, 0.6651698356678334, 0.6633469742564465, 0.6609237374316723, 0.6583435260432949, 0.655825186284783, 0.6534582390207206, 0.6511435208764974, 0.648766665649544, 0.6461690850885691, 0.6433265457814136, 0.6407836005936436, 0.6386018818368404, 0.6361761066196547, 0.6334886400381222, 0.6304892779259521, 0.6272737983289405, 0.6232179065670916, 0.6168792563480321, 0.5844100332948011, 0.5755869763511055], [1.0, 1.0, 1.0, 1.0, 1.0, 1.0, 1.0, 1.0, 1.0, 1.0, 1.0, 1.0, 1.0, 1.0, 1.0, 1.0, 1.0, 1.0, 1.0, 1.0, 1.0, 1.0, 1.0, 1.0, 1.0, 1.0, 1.0, 1.0, 1.0, 1.0], [0.0, 0.0, 0.0, 0.0, 0.0, 0.0, 0.0, 0.0, 0.0, 0.0, 0.0, 0.0, 0.0, 0.0, 0.0, 0.0, 0.0, 0.0, 0.0, 0.0, 0.0, 0.0, 0.0, 0.0, 0.0, 0.0, 0.0, 0.0, 0.0, 0.0], [0.0, 0.0, 0.0, 0.0, 0.0, 0.0, 0.0, 0.0, 0.0, 0.0, 0.0, 0.0, 0.0, 0.0, 0.0, 0.0, 0.0, 0.0, 0.0, 0.0, 0.0, 0.0, 0.0, 0.0, 0.0, 0.0, 0.0, 0.0, 0.0, 0.0], [0.0, 0.0, 0.0, 0.0, 0.0, 0.0, 0.0, 0.0, 0.0, 0.0, 0.0, 0.0, 0.0, 0.0, 0.0, 0.0, 0.0, 0.0, 0.0, 0.0, 0.0, 0.0, 0.0, 0.0, 0.0, 0.0, 0.0, 0.0, 0.0, 0.0], [0.0, 0.0, 0.0, 0.0, 0.0, 0.0, 0.0, 0.0, 0.0, 0.0, 0.0, 0.0, 0.0, 0.0, 0.0, 0.0, 0.0, 0.0, 0.0, 0.0, 0.0, 0.0, 0.0, 0.0, 0.0, 0.0, 0.0, 0.0, 0.0, 0.0], [0.0, 0.0, 0.0, 0.0, 0.0, 0.0, 0.0, 0.0, 0.0, 0.0, 0.0, 0.0, 0.0, 0.0, 0.0, 0.0, 0.0, 0.0, 0.0, 0.0, 0.0, 0.0, 0.0, 0.0, 0.0, 0.0, 0.0, 0.0, 0.0, 0.0], [0.0, 0.0, 0.0, 0.0, 0.0, 0.0, 0.0, 0.0, 0.0, 0.0, 0.0, 0.0, 0.0, 0.0, 0.0, 0.0, 0.0, 0.0, 0.0, 0.0, 0.0, 0.0, 0.0, 0.0, 0.0, 0.0, 0.0, 0.0, 0.0, 0.0]] | 2D array of the non-dimensional end point defined along the outer profile of a layer. The TE suction side is 0, the TE pressure side is 1. The first dimension represents each layer, the second dimension represents each entry along blade span.
rotorse.total_bc.inner_blade_cost | intermediate | USD | 255646.8464 | Total cost (variable and fixed) for the blade inner portion.
towerse.member.gc.d | intermediate | m | [6.5, 6.24, 5.97, 5.71, 5.45, 5.18, 4.92, 4.66, 4.4, 4.13, 3.8699999999999997]
towerse.member.gc.t | intermediate | m | [0.0266, 0.0258, 0.025, 0.0242, 0.0234, 0.022600000000000002, 0.0218, 0.020999999999999998, 0.020200000000000003, 0.0194]
towerse.member.s | output |  | [0.0, 0.10000000000000003, 0.19999999999999998, 0.30000000000000004, 0.39999999999999997, 0.5, 0.6000000000000001, 0.7, 0.7999999999999999, 0.9, 1.0]
towerse.member.height | output | m | 77.7
towerse.tower_outer_diameter | output | m | [6.5, 6.24, 5.97, 5.71, 5.45, 5.18, 4.92, 4.66, 4.4, 4.13, 3.8699999999999997]
towerse.tower_wall_thickness | output | m | [0.0266, 0.0258, 0.025, 0.0242, 0.0234, 0.022600000000000002, 0.0218, 0.020999999999999998, 0.020200000000000003, 0.0194]
towerse.member.E | output | Pa | [200000000000.0, 200000000000.0, 200000000000.0, 200000000000.0, 200000000000.0, 200000000000.0, 200000000000.0, 200000000000.0, 200000000000.0, 200000000000.0]
towerse.member.G | output | Pa | [79300000000.0, 79300000000.0, 79300000000.0, 79300000000.0, 79300000000.0, 79300000000.0, 79300000000.0, 79300000000.0, 79300000000.0, 79300000000.0]
towerse.member.sigma_y | output | Pa | [345000000.0, 345000000.0, 345000000.0, 345000000.0, 345000000.0, 345000000.0, 345000000.0, 345000000.0, 345000000.0, 345000000.0]
towerse.member.rho | output | kg/m**3 | [7800.0, 7800.0, 7800.0, 7800.0, 7800.0, 7800.000000000001, 7800.0, 7800.0, 7800.000000000001, 7799.999999999999]
towerse.member.unit_cost | output | USD/kg | [0.7, 0.7, 0.7, 0.7, 0.7, 0.7, 0.7, 0.7, 0.7, 0.7]
towerse.member.outfitting_factor | output |  | [1.083, 1.083, 1.083, 1.083, 1.083, 1.083, 1.083, 1.083, 1.083, 1.083]
towerse.tower_s | intermediate |  | [0.0, 0.10000000000000003, 0.19999999999999998, 0.30000000000000004, 0.39999999999999997, 0.5, 0.6000000000000001, 0.7, 0.7999999999999999, 0.9, 1.0]
towerse.outfitting_full | output |  | [1.083, 1.083, 1.083, 1.083, 1.083, 1.083, 1.083, 1.083, 1.083, 1.083, 1.083, 1.083, 1.083, 1.083, 1.083, 1.083, 1.083, 1.083, 1.083, 1.083, 1.083, 1.083, 1.083, 1.083, 1.083, 1.083, 1.083, 1.083, 1.083, 1.083]
towerse.member.unit_cost_full | output | USD/kg | [0.7, 0.7, 0.7, 0.7, 0.7, 0.7, 0.7, 0.7, 0.7, 0.7, 0.7, 0.7, 0.7, 0.7, 0.7, 0.7, 0.7, 0.7, 0.7, 0.7, 0.7, 0.7, 0.7, 0.7, 0.7, 0.7, 0.7, 0.7, 0.7, 0.7]
towerse.hub_height | intermediate | m | 90
towerse.foundation_height | intermediate | m | 10
af_3d.cl | intermediate |  | [[[[-3.2526065174565133e-19]], [[3.469446951953614e-18]], [[-1.3877787807814457e-17]], [[3.469446951953614e-18]], [[-5.551115123125783e-17]], [[3.122502256758253e-17]], [[-5.551115123125783e-17]], [[1.1102230246251565e-16]], [[4.163336342344337e-17]], [[-6.938893903907228e-17]], [[-9.020562075079397e-17]], [[-5.551115123125783e-17]], [[-6.938893903907228e-17]], [[-8.326672684688674e-17]], [[-3.469446951953614e-17]], [[-6.938893903907228e-17]], [[-5.551115123125783e-17]], [[-7.632783294297951e-17]], [[0.0]], [[-3.469446951953614e-17]], [[-4.163336342344337e-17]], [[-6.938893903907228e-18]], [[0.0]], [[-2.0816681711721685e-17]], [[-2.168404344971009e-17]], [[3.469446951953614e-18]], [[1.3877787807814457e-17]], [[2.0816681711721685e-17]], [[-1.734723475976807e-18]], [[1.3877787807814457e-17]], [[0.0]], [[2.7755575615628914e-17]], [[0.0]], [[2.7755575615628914e-17]], [[2.7755575615628914e-17]], [[2.7755575615628914e-17]], [[8.326672684688674e-17]], [[5.551115123125783e-17]], [[0.0]], [[6.938893903907228e-17]], [[6.938893903907228e-17]], [[5.551115123125783e-17]], [[9.020562075079397e-17]], [[4.5102810375396984e-17]], [[4.336808689942018e-17]], [[9.020562075079397e-17]], [[-2.636779683484747e-16]], [[9.020562075079397e-17]], [[6.591949208711867e-17]], [[-2.2551405187698492e-17]], [[1.1188966420050406e-16]], [[6.765421556309548e-17]], [[-2.0816681711721685e-17]], [[-9.020562075079397e-17]], [[-1.734723475976807e-17]], [[9.020562075079397e-17]], [[-4.163336342344337e-17]], [[1.0061396160665481e-16]], [[-6.938893903907228e-18]], [[-6.938893903907228e-18]], [[9.020562075079397e-17]], [[1.249000902703301e-16]], [[3.469446951953614e-17]], [[-4.85722573273506e-17]], [[2.7755575615628914e-17]], [[2.0816681711721685e-17]], [[6.245004513516506e-17]], [[8.326672684688674e-17]], [[3.469446951953614e-17]], [[-6.938893903907228e-18]], [[1.0408340855860843e-16]], [[6.938893903907228e-18]], [[6.938893903907228e-18]], [[-2.0816681711721685e-17]], [[0.0]], [[-2.0816681711721685e-17]], [[0.0]], [[0.0]], [[0.0]], [[0.0]], [[-1.3877787807814457e-17]], [[-2.0816681711721685e-17]], [[2.2551405187698492e-17]], [[-2.7755575615628914e-17]], [[0.0]], [[-1.3877787807814457e-17]], [[2.7755575615628914e-17]], [[5.551115123125783e-17]], [[4.163336342344337e-17]], [[-2.7755575615628914e-17]], [[1.3877787807814457e-17]], [[-4.163336342344337e-17]], [[2.0816681711721685e-17]], [[1.3877787807814457e-17]], [[1.734723475976807e-17]], [[-2.168404344971009e-19]], [[-6.938893903907228e-18]], [[-1.3877787807814457e-17]], [[0.0]], [[-2.7755575615628914e-17]], [[0.0]], [[-1.3877787807814457e-17]], [[4.85722573273506e-17]], [[1.3877787807814457e-17]], [[6.938893903907228e-18]], [[-6.938893903907228e-17]], [[-3.469446951953614e-17]], [[-4.85722573273506e-17]], [[8.326672684688674e-17]], [[2.0816681711721685e-17]], [[1.734723475976807e-17]], [[-1.3314002678121994e-16]], [[1.0408340855860843e-17]], [[9.020562075079397e-17]], [[-8.326672684688674e-17]], [[-8.326672684688674e-17]], [[0.0]], [[1.6653345369377348e-16]], [[-2.7755575615628914e-17]], [[-2.7755575615628914e-17]], [[-9.020562075079397e-17]], [[-2.168404344971009e-19]], [[4.163336342344337e-17]], [[-1.5265566588595902e-16]], [[0.0]], [[9.020562075079397e-17]], [[-9.71445146547012e-17]], [[1.6653345369377348e-16]], [[-1.1102230246251565e-16]], [[0.0]], [[-2.220446049250313e-16]], [[0.0]], [[-2.220446049250313e-16]], [[-2.220446049250313e-16]], [[0.0]], [[-4.440892098500626e-16]], [[-2.220446049250313e-16]], [[-4.440892098500626e-16]], [[-2.220446049250313e-16]], [[0.0]], [[-2.220446049250313e-16]], [[-2.220446049250313e-16]], [[2.220446049250313e-16]], [[-2.220446049250313e-16]], [[-4.440892098500626e-16]], [[-2.220446049250313e-16]], [[-2.220446049250313e-16]], [[-4.440892098500626e-16]], [[-2.220446049250313e-16]], [[0.0]], [[-4.440892098500626e-16]], [[-2.220446049250313e-16]], [[-4.440892098500626e-16]], [[-4.440892098500626e-16]], [[0.0]], [[-2.220446049250313e-16]], [[0.0]], [[0.0]], [[0.0]], [[-2.220446049250313e-16]], [[-2.220446049250313e-16]], [[-2.220446049250313e-16]], [[-1.1102230246251565e-16]], [[-1.1102230246251565e-16]], [[-1.1102230246251565e-16]], [[-1.1102230246251565e-16]], [[0.0]], [[0.0]], [[-5.551115123125783e-17]], [[0.0]], [[0.0]], [[2.6020852139652106e-18]], [[8.673617379884035e-18]], [[-2.7755575615628914e-17]], [[3.469446951953614e-18]], [[2.233456475320139e-17]], [[-1.0408340855860843e-17]], [[1.0408340855860843e-17]], [[2.7755575615628914e-17]], [[9.020562075079397e-17]], [[6.938893903907228e-18]], [[4.85722573273506e-17]], [[4.85722573273506e-17]], [[1.0408340855860843e-16]], [[7.632783294297951e-17]], [[-1.3877787807814457e-17]], [[-8.326672684688674e-17]], [[-6.938893903907228e-18]], [[1.0408340855860843e-16]], [[1.0408340855860843e-16]], [[3.469446951953614e-17]], [[7.979727989493313e-17]], [[-5.204170427930421e-17]], [[5.898059818321144e-17]], [[6.591949208711867e-17]], [[3.469446951953614e-18]], [[3.469446951953614e-17]], [[3.382710778154774e-17]], [[-1.734723475976807e-18]], [[-3.577867169202165e-18]]], [[[3.6286464151860133e-06]], [[0.0034333523603505035]], [[0.006982054591597528]], [[0.010135367843197227]], [[0.012715139123400988]], [[0.015019166839764207]], [[0.01699725515574055]], [[0.018572064835236688]], [[0.019785365861451]], [[0.020643025000632916]], [[0.021191010795397154]], [[0.021403647500243712]], [[0.021425243343048822]], [[0.021105894014364475]], [[0.020572952457240633]], [[0.019784936528533602]], [[0.018787429406339262]], [[0.017594560466258624]], [[0.016206481305985822]], [[0.014664316064071897]], [[0.012965199068566538]], [[0.011135002761043889]], [[0.009191527308637558]], [[0.007143110941807062]], [[0.0050183338354988045]], [[0.0028254652016777085]], [[0.0005862537230250028]], [[3.53057736847788e-05]], [[4.695365700991064e-06]], [[-0.0023101149818390704]], [[-0.005989190295661695]], [[-0.009649576858093228]], [[-0.012980552499139292]], [[-0.015123405090382347]], [[-0.01717864837943403]], [[-0.019137350976026285]], [[-0.020981587765348836]], [[-0.0226876691611749]], [[-0.024254440023693313]], [[-0.02564587242517581]], [[-0.026859047627393884]], [[-0.027879334288537325]], [[-0.028666042449640293]], [[-0.029253323064671422]], [[-0.029576870735660628]], [[-0.029605800971204084]], [[-0.02918868111843538]], [[-0.028958730216717937]], [[-0.02800488100880659]], [[-0.02677099582015177]], [[-0.025237399500513073]], [[-0.024885200086627188]], [[-0.02451228866985946]], [[-0.024120861825900355]], [[-0.023713116642889723]], [[-0.023291250696669857]], [[-0.022857462026572257]], [[-0.022413949109601167]], [[-0.02196291083094591]], [[-0.02149269860487095]], [[-0.020992998031044346]], [[-0.02048136746884286]], [[-0.019953485506146167]], [[-0.019408953961385395]], [[-0.01884896466329878]], [[-0.018269498121503275]], [[-0.01767066898283875]], [[-0.01702062198620031]], [[-0.016305151170600586]], [[-0.015490508276009007]], [[-0.014554847900312341]], [[-0.01347680100568218]], [[-0.012224044079785296]], [[-0.010780103427082556]], [[-0.009115236220121448]], [[-0.0072034203816592896]], [[-0.005021812556021396]], [[-0.0025651400292472926]], [[-0.00020256812450927808]], [[-0.00017558778419515808]], [[-0.00015055336779316864]], [[-0.00012764191425871513]], [[-0.00010747540003410751]], [[-8.990661389916832e-05]], [[-7.482496418438622e-05]], [[-6.19127548554671e-05]], [[-5.08498875811253e-05]], [[-4.1358711054012565e-05]], [[-3.317540076862302e-05]], [[-2.6095964485883805e-05]], [[-1.9941726901215318e-05]], [[-1.4587248212086235e-05]], [[-9.944002082519499e-06]], [[-5.9322419856608355e-06]], [[-2.579142942164131e-06]], [[6.247271733056978e-05]], [[0.0017851031126514608]], [[0.003722404582821817]], [[0.005921904841767897]], [[0.008462628268313316]], [[0.011401087861565795]], [[0.01100748743582524]], [[0.01063128450745809]], [[0.011277110037500478]], [[0.012671477768388742]], [[0.014341174302951676]], [[0.016107813344815092]], [[0.017492744661449205]], [[0.018429308143702743]], [[0.018832302214383007]], [[0.01886425778257681]], [[0.01861011503576028]], [[0.018188838655455425]], [[0.01770194260466522]], [[0.017248702842263805]], [[0.01694358678067001]], [[0.01692340082604736]], [[0.017339390395896714]], [[0.018340646254871737]], [[0.020084055296898745]], [[0.02273138013179634]], [[0.026455050946389957]], [[0.03130454137513572]], [[0.037234188837040744]], [[0.04372971327239476]], [[0.050895454653563585]], [[0.05828179174707092]], [[0.06565884846661463]], [[0.07288775364059497]], [[0.07974250579870668]], [[0.08602469833361193]], [[0.08969426580406314]], [[0.09044996763427604]], [[0.09114188187544192]], [[0.09178223697337984]], [[0.09236850406921726]], [[0.09290715231647795]], [[0.09340243722191777]], [[0.09385842190419491]], [[0.09427958305254647]], [[0.09467020319296227]], [[0.09503439546223413]], [[0.09537677646200615]], [[0.0956882749941026]], [[0.09598340400522343]], [[0.09625553011492971]], [[0.09649636115401972]], [[0.09671782714581556]], [[0.09691666174319069]], [[0.09708191340204442]], [[0.0974691215194472]], [[0.09738869220845747]], [[0.09639870845804066]], [[0.09483275858561435]], [[0.09239959241950313]], [[0.08919615949508786]], [[0.0851772304258891]], [[0.08023033937240953]], [[0.07446335518243496]], [[0.06789936118584627]], [[0.06082965837937748]], [[0.053520900271468275]], [[0.046128809422248174]], [[0.039033161306832764]], [[0.032348144712751825]], [[0.0263464971721456]], [[0.020922899791396943]], [[0.016024770982472347]], [[0.011517964886144372]], [[0.007316236279959448]], [[0.0033097240368567815]], [[-1.3903601955795111e-06]], [[-2.9669126199215537e-05]], [[-0.0004976929625990015]], [[-0.0029596241552624393]], [[-0.005341089250064045]], [[-0.00762201466143031]], [[-0.00979717593146191]], [[-0.011839779261324526]], [[-0.01374466050773663]], [[-0.015496645400200668]], [[-0.017071821711378422]], [[-0.01847724717671012]], [[-0.019672717759809867]], [[-0.020661788662012043]], [[-0.02143675739063336]], [[-0.02193795631893574]], [[-0.02223029352001195]], [[-0.02219626260196552]], [[-0.02195280812627482]], [[-0.021386070545867483]], [[-0.020516971992374934]], [[-0.019303835390194788]], [[-0.017742443043099458]], [[-0.015796398100095466]], [[-0.013539972197444763]], [[-0.011023303460916815]], [[-0.00796885439654528]], [[-0.0045054143994990485]], [[3.628646415186989e-06]]], [[[0.000554997381521124]], [[0.03955369381292201]], [[0.07926682634502244]], [[0.11466565787236206]], [[0.14368137359661623]], [[0.16961456603825192]], [[0.19190438345371913]], [[0.20968787493772117]], [[0.223418930963253]], [[0.23317209946717146]], [[0.23946293811706568]], [[0.2420432322280406]], [[0.24236488229196385]], [[0.23897048300786003]], [[0.2332215343433016]], [[0.22456829849379062]], [[0.2136012984185528]], [[0.20046371748921418]], [[0.18516259239905047]], [[0.16816766242202508]], [[0.14945382420294379]], [[0.12932499144064658]], [[0.10799878843151292]], [[0.08559791753428701]], [[0.0624871043407216]], [[0.03883787404780926]], [[0.015037876754201589]], [[0.005167351226945054]], [[0.0008093744722034706]], [[-0.023218847640568183]], [[-0.06019704562698049]], [[-0.0969874039281162]], [[-0.13107133739731527]], [[-0.1556314553847309]], [[-0.1792830934566283]], [[-0.20192539296106854]], [[-0.22335833441571906]], [[-0.24332300971516502]], [[-0.26179795384632076]], [[-0.2783933226495691]], [[-0.2930700453886933]], [[-0.3056599771608832]], [[-0.3157344461336409]], [[-0.32362348402390867]], [[-0.328639774528687]], [[-0.33052162674899516]], [[-0.32752260368683506]], [[-0.32497002683796733]], [[-0.3144009385947735]], [[-0.30080189232308713]], [[-0.28391126183610244]], [[-0.280043510510021]], [[-0.2759479595767463]], [[-0.2716496521152564]], [[-0.26717369341571606]], [[-0.2625452479752486]], [[-0.2577895365584439]], [[-0.25293183306322586]], [[-0.24799746094107653]], [[-0.24285692162872052]], [[-0.23739512805800791]], [[-0.2318083626720767]], [[-0.22604905856688268]], [[-0.22011330936710638]], [[-0.21401411322141362]], [[-0.20771100742845583]], [[-0.20120606013236167]], [[-0.19418042172237146]], [[-0.18649788729210012]], [[-0.17783378824019658]], [[-0.1679929273258932]], [[-0.15679693157384017]], [[-0.14397765655019581]], [[-0.12943778653381527]], [[-0.11297114556606233]], [[-0.09442435626012698]], [[-0.07368414267110446]], [[-0.05080076105112559]], [[-0.02873070616586157]], [[-0.02525516936000237]], [[-0.022008689716737424]], [[-0.019011889997020588]], [[-0.016341389398499093]], [[-0.013979507218410226]], [[-0.011913554145812702]], [[-0.010105607334711775]], [[-0.008517096869574393]], [[-0.007115225481026451]], [[-0.005868284398054396]], [[-0.004752120760315809]], [[-0.0037457467067996547]], [[-0.0028342403816914996]], [[-0.0020082005931734877]], [[-0.0012566266558930728]], [[-0.0005836198310652969]], [[0.0006279100896683546]], [[0.017941980170338333]], [[0.03741369825509115]], [[0.059520762968035656]], [[0.08505744430275279]], [[0.1145917515255815]], [[0.11876653760970425]], [[0.11988490549454507]], [[0.12901274595498452]], [[0.14613522834582965]], [[0.16605616433937986]], [[0.18692823416855817]], [[0.2039704713802936]], [[0.21655300319127826]], [[0.22389852342861766]], [[0.22763463351437857]], [[0.2286081335554337]], [[0.22793480750888653]], [[0.2265709618170946]], [[0.2253801305789473]], [[0.22539791815371937]], [[0.22783717758284822]], [[0.23404823482176237]], [[0.245381489731325]], [[0.26330018566431]], [[0.2893905489048166]], [[0.3254784710426981]], [[0.37248807701608216]], [[0.4307710966391422]], [[0.49641093416225207]], [[0.571899623022681]], [[0.6428362105239717]], [[0.7035564574020607]], [[0.7629301545630991]], [[0.8191798543950342]], [[0.8707462614418278]], [[0.9015124824129803]], [[0.9091080028937174]], [[0.9160623975763489]], [[0.9224985739449555]], [[0.9283911145682368]], [[0.9338050405776857]], [[0.938783123854274]], [[0.9433662025960038]], [[0.9475992717776583]], [[0.9515253748491312]], [[0.9551858527381425]], [[0.9586271066719169]], [[0.9617579625011167]], [[0.9647242891114395]], [[0.9674594147350372]], [[0.9698799952029832]], [[0.9721059385700908]], [[0.9741044149482869]], [[0.9757653509274207]], [[0.9796571599299401]], [[0.9788487690349432]], [[0.9688984929455422]], [[0.9531592107944493]], [[0.9287035819884093]], [[0.8965060413536297]], [[0.8561119906377251]], [[0.8063910414346718]], [[0.7484273780217013]], [[0.682453009767935]], [[0.6113957881066919]], [[0.5379358338258823]], [[0.46363830642027987]], [[0.3923203097845644]], [[0.32512954958739715]], [[0.26480729682801696]], [[0.21029499668824775]], [[0.16106415431357146]], [[0.11576647652745739]], [[0.0735351170059677]], [[0.033265867174682925]], [[-0.0002744792436787649]], [[-0.004388215979590793]], [[-0.013896429186871565]], [[-0.039925453054567114]], [[-0.06557285030112213]], [[-0.0904041616150787]], [[-0.11424663699855211]], [[-0.13673515908887376]], [[-0.15776989069234976]], [[-0.17715421393141206]], [[-0.19460062962893104]], [[-0.21017654722371756]], [[-0.2234197525908507]], [[-0.23436210024985027]], [[-0.24292659821255239]], [[-0.24837779371243043]], [[-0.2515087564558672]], [[-0.25105718318152537]], [[-0.24814646410361552]], [[-0.2416355863898199]], [[-0.23172579770663398]], [[-0.217945269628931]], [[-0.20023713656459383]], [[-0.17820152254102678]], [[-0.15267110742884554]], [[-0.12421191205613576]], [[-0.08970799965841046]], [[-0.05055988567394795]], [[0.0005549973815211261]]], [[[0.003446250323421631]], [[0.08794343594834059]], [[0.1709004187583902]], [[0.245116021648353]], [[0.3061867718729191]], [[0.360858112884096]], [[0.4079906686584319]], [[0.44581863600527966]], [[0.4752027972701184]], [[0.4963472140120287]], [[0.510321431601575]], [[0.5168230185542028]], [[0.5179397379207022]], [[0.5118752124040371]], [[0.5010732669607827]], [[0.48392473249707735]], [[0.46207124203694244]], [[0.43571365983152854]], [[0.4048711075945911]], [[0.37054325900702745]], [[0.33267647573963194]], [[0.29192874053851703]], [[0.2487800289217863]], [[0.20353184713276268]], [[0.15702017936948945]], [[0.10973538922654669]], [[0.06273588379507672]], [[0.0298276272272894]], [[0.005911652158337423]], [[-0.04053933317314878]], [[-0.10510203290397593]], [[-0.1693367708124746]], [[-0.23073331055401788]], [[-0.2830503486236246]], [[-0.33369403539128184]], [[-0.38245365329352055]], [[-0.4289179880628183]], [[-0.47257004131703745]], [[-0.5133415695910569]], [[-0.5504653479583461]], [[-0.5838427689423658]], [[-0.6131144271935631]], [[-0.6374703758960955]], [[-0.6574455739166021]], [[-0.6717120327672851]], [[-0.679964974796156]], [[-0.6788692590450226]], [[-0.6744686634823066]], [[-0.654855601491432]], [[-0.6293057244041745]], [[-0.5968344459909042]], [[-0.5894110895564575]], [[-0.5815203586365393]], [[-0.5732165642089169]], [[-0.5645542465540109]], [[-0.5555881641816894]], [[-0.5463732829966682]], [[-0.5369647647464848]], [[-0.5274179538269024]], [[-0.5174675909511817]], [[-0.5068743029621721]], [[-0.49604200357236655]], [[-0.48487432355452303]], [[-0.4733639002240696]], [[-0.46153385056775703]], [[-0.4493205507876439]], [[-0.4367286364682539]], [[-0.4232690215706834]], [[-0.4087451527113979]], [[-0.3926897740396037]], [[-0.37485752868430333]], [[-0.3550567292994919]], [[-0.33300635505222753]], [[-0.3087136406061009]], [[-0.28207703047102306]], [[-0.2531114903304285]], [[-0.22191088225765065]], [[-0.18879954705484395]], [[-0.15653574541216825]], [[-0.14127687611145548]], [[-0.12677447104522316]], [[-0.11309390265477842]], [[-0.10053117733664456]], [[-0.0890234593162446]], [[-0.07853298784186946]], [[-0.06892787969142891]], [[-0.06006951814556503]], [[-0.051848144019486536]], [[-0.044150791042149265]], [[-0.03689591906708023]], [[-0.030014773555959967]], [[-0.023456104273616565]], [[-0.017201725612735398]], [[-0.011194947429882338]], [[-0.005460701131943449]], [[0.0010963100633543865]], [[0.031326098657908044]], [[0.06532306866740263]], [[0.10392126594884563]], [[0.14850745940643337]], [[0.20007337426486294]], [[0.23274666008235934]], [[0.25398951305137013]], [[0.28287163259710124]], [[0.32557621914697954]], [[0.37276022984619095]], [[0.4213342078470967]], [[0.4636936756842283]], [[0.49888602503308005]], [[0.5258260578213992]], [[0.5470274195683928]], [[0.5638042614529509]], [[0.5776832433260114]], [[0.5900511328651952]], [[0.6018802961771976]], [[0.6145433788852556]], [[0.6295358386067162]], [[0.6485529109161446]], [[0.673340822349499]], [[0.7058995885418067]], [[0.7485915583993702]], [[0.8044576198915186]], [[0.875935679848245]], [[0.9654775677336399]], [[1.0700170386233692]], [[1.196772896875321]], [[1.3004755121405291]], [[1.3645749300651435]], [[1.4267682411951867]], [[1.4854945891827565]], [[1.539389175957012]], [[1.5740107110413815]], [[1.5872722363400829]], [[1.5994143773895027]], [[1.6106517265554539]], [[1.6209399058510598]], [[1.6303924400021663]], [[1.639084007285665]], [[1.6470859098325055]], [[1.6544767073671878]], [[1.6613315523168775]], [[1.6677226245618368]], [[1.6737309390964021]], [[1.6791973088982894]], [[1.684376416174318]], [[1.6891518542426442]], [[1.6933781069654978]], [[1.6972645298052804]], [[1.7007538028729416]], [[1.7036537416674806]], [[1.7104487103171626]], [[1.7090372867903045]], [[1.6916644367764972]], [[1.664184175356696]], [[1.6214854635397193]], [[1.5652696320154726]], [[1.4947429674051245]], [[1.4079318492725426]], [[1.3067292271868085]], [[1.1915401817643114]], [[1.067476643905939]], [[0.9392180150724045]], [[0.8094970115125932]], [[0.684978169250789]], [[0.5676653440858166]], [[0.46234470370680225]], [[0.36716804672492676]], [[0.28121263875994584]], [[0.2021244049178514]], [[0.12838986044349845]], [[0.0580810940131215]], [[-0.0023047456111090613]], [[-0.025795429145548877]], [[-0.05971346283194946]], [[-0.11056237700347643]], [[-0.16158833482178464]], [[-0.2115087433887984]], [[-0.25975614755900395]], [[-0.3054464295546959]], [[-0.3482913059118211]], [[-0.38782791538188083]], [[-0.4234117017224645]], [[-0.4551630816649498]], [[-0.48208291880827114]], [[-0.5042164444662339]], [[-0.5214668591649311]], [[-0.5319520489424049]], [[-0.5376846393103278]], [[-0.536351834349763]], [[-0.529254100121816]], [[-0.5147705552786614]], [[-0.49313760519457733]], [[-0.46334714204267763]], [[-0.4252243761293034]], [[-0.37798505154395745]], [[-0.3233628399557231]], [[-0.2625550647583376]], [[-0.18903482115985693]], [[-0.10495769553570546]], [[0.003446250323421647]]], [[[0.008737706184140867]], [[0.12538700159794747]], [[0.23388006072491999]], [[0.33103694014966156]], [[0.4114105498816407]], [[0.48353434621875396]], [[0.5460297258560243]], [[0.5967023401703568]], [[0.6364665301756024]], [[0.6656947677720975]], [[0.6857492883816312]], [[0.6967117453320096]], [[0.699159215977703]], [[0.6935459771923957]], [[0.6821125650290454]], [[0.6617537721730091]], [[0.6354645285644285]], [[0.6032673021834164]], [[0.5651597676051392]], [[0.5224394691804877]], [[0.4749748985262553]], [[0.42359439898668544]], [[0.3688687130498992]], [[0.3111186334011202]], [[0.2513439342844951]], [[0.19002746083462566]], [[0.12829141690025053]], [[0.0702061957862052]], [[0.017113771896200208]], [[-0.04517271800410114]], [[-0.11711451872557517]], [[-0.18869087369951118]], [[-0.25892944782501864]], [[-0.32635024922536504]], [[-0.39182214941311977]], [[-0.4550768688550691]], [[-0.5155962543890695]], [[-0.5727414097240132]], [[-0.6264065414217119]], [[-0.6756530247071282]], [[-0.7203415943287631]], [[-0.7600081113537792]], [[-0.7936905882552243]], [[-0.8219452235875795]], [[-0.8431685170714386]], [[-0.8571679587577383]], [[-0.8611593300284967]], [[-0.8586699134576669]], [[-0.8412493179875977]], [[-0.8166628677674186]], [[-0.7823458872164005]], [[-0.774454858021219]], [[-0.7659512738486858]], [[-0.7569097629006099]], [[-0.7474051581095612]], [[-0.7375124872522604]], [[-0.7273069632760047]], [[-0.716863973984551]], [[-0.7062590702574394]], [[-0.6951576824342227]], [[-0.6832477814274859]], [[-0.671036836176943]], [[-0.6584033681404605]], [[-0.6453361969769619]], [[-0.6318534483060048]], [[-0.6179120606988397]], [[-0.6035128430554539]], [[-0.5883612099168444]], [[-0.5723384257144951]], [[-0.5551782211559346]], [[-0.5367559532580878]], [[-0.5169915599625055]], [[-0.49578207042841343]], [[-0.4732020156938128]], [[-0.44929718566774196]], [[-0.42419752549808776]], [[-0.39808118125773734]], [[-0.3712883857901741]], [[-0.34442314332561835]], [[-0.3209034862275144]], [[-0.2977043252637514]], [[-0.27484102237283803]], [[-0.25263282113615493]], [[-0.2310330487601077]], [[-0.21004440817336067]], [[-0.18958106021521617]], [[-0.16953357868545696]], [[-0.14984893952992545]], [[-0.13044207787098083]], [[-0.11127044027994724]], [[-0.09230741476297273]], [[-0.07352239869632099]], [[-0.05496570532452324]], [[-0.03652147480822781]], [[-0.01825163453521117]], [[0.0012216112466735816]], [[0.03490647008914327]], [[0.07278907493302306]], [[0.11579879770804272]], [[0.1654809060775493]], [[0.22294047307571066]], [[0.2838940156505494]], [[0.33785951209571535]], [[0.3962995816437105]], [[0.4653275183297342]], [[0.5374852255594181]], [[0.6103524337958376]], [[0.6780671303382757]], [[0.7397738197700326]], [[0.79459957851531]], [[0.8441262539536998]], [[0.8892433445817329]], [[0.9307432768148279]], [[0.9696555591325328]], [[1.0062076073649464]], [[1.0412840921892936]], [[1.07561220549249]], [[1.1100551678207813]], [[1.1455327096683927]], [[1.183153906548462]], [[1.2243313756092564]], [[1.2710381909737496]], [[1.32530661830773]], [[1.3896251795566277]], [[1.463822430112635]], [[1.5539402742605066]], [[1.6213343527128252]], [[1.6522281325161647]], [[1.6814281798390234]], [[1.708686807631032]], [[1.7337960713282496]], [[1.7539100034433144]], [[1.7686872357195293]], [[1.7822171453322202]], [[1.7947388511732862]], [[1.8062029031376108]], [[1.8167358010964478]], [[1.826420758573035]], [[1.83533722707292]], [[1.8435727451914257]], [[1.8512110547943887]], [[1.8583325854577644]], [[1.8650276116682507]], [[1.871118752351599]], [[1.8768897982514856]], [[1.8822110381516384]], [[1.8869203243564243]], [[1.8912509403099813]], [[1.8951390148289071]], [[1.8983703979608237]], [[1.9059419877881103]], [[1.9043692476374325]], [[1.8850107926956758]], [[1.854389714285391]], [[1.806810814558342]], [[1.7441698753508654]], [[1.6655824669540433]], [[1.5688493968200423]], [[1.456079966468818]], [[1.327725554623718]], [[1.1894823529822225]], [[1.046564588470806]], [[0.9020173092151711]], [[0.7632667648077152]], [[0.6325458388662956]], [[0.5151877272384562]], [[0.40913299101346506]], [[0.31335343321103554]], [[0.22522592332989944]], [[0.14306399504966447]], [[0.06471938919217889]], [[-0.00728384344432345]], [[-0.06191612487807218]], [[-0.12321435719963401]], [[-0.18916180764419727]], [[-0.2546933409762522]], [[-0.3184631230332414]], [[-0.379901082907166]], [[-0.43793657518376683]], [[-0.49224214144245976]], [[-0.5422391884751484]], [[-0.587085119895593]], [[-0.6269567820905951]], [[-0.6605239904402816]], [[-0.6878321265206963]], [[-0.708915512656222]], [[-0.7205906606508199]], [[-0.7262576042237028]], [[-0.7236560472651968]], [[-0.7121427972571852]], [[-0.6913221924376737]], [[-0.6610936424805295]], [[-0.6201000622129575]], [[-0.5679853033776412]], [[-0.5038511896451923]], [[-0.429931591743071]], [[-0.34780727272054734]], [[-0.24895788242232178]], [[-0.13369580816681076]], [[0.008737706184140897]]], [[[0.012830989633557013]], [[0.14288998331474473]], [[0.2588953697870573]], [[0.3626497086084692]], [[0.44882496750302914]], [[0.526301423289706]], [[0.5937237164549868]], [[0.6488645468499761]], [[0.6925016335061674]], [[0.7251286130794816]], [[0.7481601466332579]], [[0.7621168106651581]], [[0.7656319122838285]], [[0.7617572848721657]], [[0.7519900260734421]], [[0.732108629218903]], [[0.7060623182523112]], [[0.673646922881346]], [[0.6348190946437857]], [[0.5909354178177045]], [[0.5417741720350137]], [[0.48815582423786263]], [[0.43059001659782936]], [[0.36927803598783654]], [[0.3050927179134455]], [[0.2382118123272567]], [[0.16924659366580108]], [[0.09871843978168501]], [[0.02687063255620041]], [[-0.04536209174387945]], [[-0.11765743895831646]], [[-0.1895858650999965]], [[-0.260575886482017]], [[-0.33035717990127467]], [[-0.3981614060158701]], [[-0.4637114690628324]], [[-0.5264732874348061]], [[-0.5857908289226813]], [[-0.6415511601853775]], [[-0.6927923762663258]], [[-0.7393679692560504]], [[-0.7807970842423896]], [[-0.816099597349648]], [[-0.8458251861696647]], [[-0.8683408103663209]], [[-0.8834814212071219]], [[-0.8900852754727722]], [[-0.8909127935570993]], [[-0.8809651236070996]], [[-0.8637828678332305]], [[-0.8353300625226706]], [[-0.828702570018682]], [[-0.8214068833627964]], [[-0.8135275503215489]], [[-0.8051507920590081]], [[-0.7963581601521776]], [[-0.7872319504867492]], [[-0.7778546823790756]], [[-0.7683089601128912]], [[-0.7582484367429579]], [[-0.7473398421302958]], [[-0.7361038615529854]], [[-0.7244138079419274]], [[-0.712254871766293]], [[-0.6996340467859171]], [[-0.6865391316553042]], [[-0.6729636430725355]], [[-0.658886031631403]], [[-0.6442806964963754]], [[-0.629123583630563]], [[-0.6133893307653963]], [[-0.5970482229452517]], [[-0.5800781712321526]], [[-0.5624450376861977]], [[-0.5441229075745037]], [[-0.5250783485382913]], [[-0.5052607095181443]], [[-0.48471192268964447]], [[-0.4633189415673414]], [[-0.44105051971312353]], [[-0.41796629039110406]], [[-0.39396832027654566]], [[-0.3691764145555411]], [[-0.3436126630714394]], [[-0.31735850168567226]], [[-0.2904878858057814]], [[-0.2630342878819455]], [[-0.23510211077581183]], [[-0.20672896320155693]], [[-0.17798741407548216]], [[-0.1489577576423533]], [[-0.11967695397781053]], [[-0.09029314314762643]], [[-0.060603537740408775]], [[-0.030734882997079604]], [[0.0008894862131708092]], [[0.03479607343693902]], [[0.07292434886378868]], [[0.11620585424471519]], [[0.16618902286579526]], [[0.22398002529696986]], [[0.29072791874396287]], [[0.36547210401283586]], [[0.4462842318536471]], [[0.5311295578440086]], [[0.6169704211928657]], [[0.702655573862189]], [[0.7851152202527729]], [[0.8636115223047145]], [[0.9374294382963088]], [[1.006820273459032]], [[1.0720574457074374]], [[1.1331414104876811]], [[1.1907049082958139]], [[1.2443855332339837]], [[1.2946658842680165]], [[1.3416637342638134]], [[1.385554706648895]], [[1.4265271089419826]], [[1.4647558797412645]], [[1.500411527519836]], [[1.533655685068098]], [[1.5646270353637375]], [[1.593384500807255]], [[1.6200071278398525]], [[1.644476614682474]], [[1.6675560427433764]], [[1.6895599927559422]], [[1.7099507407869952]], [[1.7288123052598863]], [[1.7462290968404288]], [[1.7622868930206634]], [[1.7770856351311548]], [[1.7906356228046862]], [[1.8031780039500735]], [[1.8146661651323825]], [[1.825225480645803]], [[1.8349385086484897]], [[1.8438829049099643]], [[1.852145611752994]], [[1.8598103205947556]], [[1.8669575957737223]], [[1.873677541372106]], [[1.879792471655751]], [[1.8855867824412047]], [[1.8909299697459918]], [[1.895659105910027]], [[1.9000088412872471]], [[1.9039149016999717]], [[1.9071618925065041]], [[1.9147777046232084]], [[1.91320615528731]], [[1.8937634951489684]], [[1.8630043927216065]], [[1.8152060304668372]], [[1.7522770975462498]], [[1.673328415690693]], [[1.5761509562742742]], [[1.4628633783058471]], [[1.3339188915064923]], [[1.1950394068354178]], [[1.051462591683615]], [[0.9062472127394737]], [[0.7668531106201493]], [[0.6355235082603455]], [[0.5176168186345801]], [[0.41106426009152364]], [[0.31483284558916946]], [[0.22628548711998267]], [[0.1437280787554357]], [[0.06500299039440992]], [[-0.011887125498510294]], [[-0.08810796628396741]], [[-0.1629196670697035]], [[-0.23605690199949086]], [[-0.30695205064866093]], [[-0.3749689485064725]], [[-0.43992671857963006]], [[-0.5009107136435754]], [[-0.5577059513174857]], [[-0.6097855811431]], [[-0.6562911530472136]], [[-0.6974571897698799]], [[-0.7318619859696597]], [[-0.7595559477265958]], [[-0.7807303652239164]], [[-0.7913435360973661]], [[-0.7957204872578885]], [[-0.7921581527157728]], [[-0.7778199505950795]], [[-0.7538790674830885]], [[-0.7198501883704416]], [[-0.6742511564380835]], [[-0.616583317472984]], [[-0.5460083522521613]], [[-0.464875250379793]], [[-0.3748798142549064]], [[-0.26694998677606246]], [[-0.1387957474247919]], [[0.012830989633557046]]], [[[0.015555824450159014]], [[0.14661836132522554]], [[0.26346853682549126]], [[0.3680383346086592]], [[0.45501804460142]], [[0.5332698635375707]], [[0.6014578001713843]], [[0.657370087826347]], [[0.7017314241393218]], [[0.7350704586011836]], [[0.7588040375127494]], [[0.7736018667824848]], [[0.7774417182361727]], [[0.7742429173220519]], [[0.7652352213109341]], [[0.7458526846547207]], [[0.720341744789436]], [[0.6884235785064607]], [[0.6500482197313026]], [[0.6065830132270835]], [[0.5577879557326622]], [[0.5044842132301797]], [[0.4471730685673859]], [[0.3860434750354204]], [[0.3219602494816975]], [[0.2550804389352069]], [[0.18599147892253762]], [[0.11516850471912779]], [[0.042754480145019605]], [[-0.02995829324835457]], [[-0.10258403156732164]], [[-0.17495100977150524]], [[-0.24648529359477656]], [[-0.3169070937835131]], [[-0.3854194860247664]], [[-0.4517311828784191]], [[-0.5152936676122013]], [[-0.5754446218481793]], [[-0.6320650189212392]], [[-0.684183791064488]], [[-0.7316448789922297]], [[-0.7738969591736252]], [[-0.809926626151308]], [[-0.8401676689167159]], [[-0.8643816491041624]], [[-0.8814305978513437]], [[-0.8904825446021168]], [[-0.8925770474844419]], [[-0.8853166346595147]], [[-0.870993107836782]], [[-0.8450856607411272]], [[-0.8390286762869311]], [[-0.8315028136239238]], [[-0.8230284656508585]], [[-0.8145240899062869]], [[-0.8058004269209805]], [[-0.7968456497493723]], [[-0.7877016729037456]], [[-0.7784312356829828]], [[-0.7686560594507728]], [[-0.7580342591695285]], [[-0.747108663794049]], [[-0.7357427218256265]], [[-0.7239178725174455]], [[-0.7116349126780191]], [[-0.6988910549244023]], [[-0.6856773376503418]], [[-0.6720617447647906]], [[-0.6580539614067945]], [[-0.6437210947708897]], [[-0.6290964696855154]], [[-0.6142046975596008]], [[-0.599113577542108]], [[-0.5838316171169958]], [[-0.5684286868804347]], [[-0.5529299957940266]], [[-0.5373972987663024]], [[-0.5219175530056154]], [[-0.5065849235014196]], [[-0.49155384411846914]], [[-0.4769479361209131]], [[-0.4629240979947349]], [[-0.4491549961596133]], [[-0.43548280551983926]], [[-0.4212655314674893]], [[-0.4062494845691727]], [[-0.3899757734071404]], [[-0.3724502066812304]], [[-0.3535111880285573]], [[-0.33360134786130463]], [[-0.31269795989557964]], [[-0.2909552257551579]], [[-0.2675661409679651]], [[-0.22908505676466068]], [[-0.1841085139063839]], [[-0.13351439642669313]], [[-0.07713283482021911]], [[-0.015195277628806974]], [[0.05228065815443282]], [[0.12508948366571254]], [[0.20261946331043748]], [[0.284914096145422]], [[0.3694423587955845]], [[0.4563137288849186]], [[0.545741846108590 | 4D array with the lift coefficients of the airfoils. Dimension 0 is along the blade span for n_span stations, dimension 1 is along the angles of attack, dimension 2 is along the Reynolds number, dimension 3 is along the number of tabs, which may describe multiple sets at the same station, for example in presence of a flap.
af_3d.cd | intermediate |  | [[[[0.5000000000000001]], [[0.5000000000000001]], [[0.5000000000000002]], [[0.5]], [[0.5]], [[0.5000000000000001]], [[0.5000000000000001]], [[0.5000000000000001]], [[0.5000000000000001]], [[0.5000000000000001]], [[0.5000000000000001]], [[0.5]], [[0.5000000000000001]], [[0.5000000000000001]], [[0.5000000000000001]], [[0.5]], [[0.5000000000000001]], [[0.5000000000000001]], [[0.5]], [[0.5000000000000001]], [[0.49999999999999994]], [[0.5000000000000001]], [[0.5]], [[0.49999999999999994]], [[0.4999999999999999]], [[0.4999999999999999]], [[0.5000000000000001]], [[0.5000000000000002]], [[0.4999999999999999]], [[0.49999999999999994]], [[0.5000000000000002]], [[0.5000000000000001]], [[0.5000000000000001]], [[0.5000000000000002]], [[0.5]], [[0.5000000000000001]], [[0.5000000000000001]], [[0.5000000000000002]], [[0.5]], [[0.5]], [[0.5000000000000001]], [[0.5]], [[0.5000000000000002]], [[0.5000000000000001]], [[0.5000000000000001]], [[0.5]], [[0.5000000000000001]], [[0.5000000000000001]], [[0.5000000000000001]], [[0.5000000000000001]], [[0.5000000000000001]], [[0.5000000000000001]], [[0.5000000000000001]], [[0.5000000000000001]], [[0.5]], [[0.5]], [[0.5]], [[0.5]], [[0.5]], [[0.5]], [[0.5]], [[0.5]], [[0.5000000000000001]], [[0.5000000000000002]], [[0.5000000000000001]], [[0.5000000000000002]], [[0.5000000000000002]], [[0.5000000000000001]], [[0.5]], [[0.5]], [[0.5000000000000001]], [[0.5]], [[0.5000000000000001]], [[0.5]], [[0.5000000000000001]], [[0.5000000000000001]], [[0.5]], [[0.49999999999999994]], [[0.5]], [[0.5]], [[0.5]], [[0.5000000000000002]], [[0.5000000000000001]], [[0.5000000000000001]], [[0.5000000000000002]], [[0.5000000000000003]], [[0.5000000000000001]], [[0.5]], [[0.5000000000000001]], [[0.5000000000000001]], [[0.5000000000000002]], [[0.5]], [[0.5000000000000001]], [[0.5000000000000001]], [[0.5000000000000001]], [[0.5000000000000001]], [[0.5000000000000001]], [[0.5000000000000002]], [[0.5000000000000001]], [[0.5000000000000002]], [[0.5000000000000001]], [[0.5000000000000001]], [[0.5000000000000001]], [[0.5000000000000001]], [[0.5000000000000003]], [[0.5]], [[0.5000000000000001]], [[0.5000000000000002]], [[0.5000000000000001]], [[0.5]], [[0.5000000000000001]], [[0.5000000000000002]], [[0.5000000000000001]], [[0.5000000000000001]], [[0.5000000000000002]], [[0.5000000000000002]], [[0.5]], [[0.5000000000000001]], [[0.5000000000000001]], [[0.5000000000000001]], [[0.5000000000000001]], [[0.5]], [[0.5000000000000001]], [[0.5000000000000001]], [[0.5000000000000001]], [[0.5000000000000001]], [[0.5000000000000001]], [[0.49999999999999994]], [[0.5000000000000001]], [[0.5000000000000001]], [[0.5]], [[0.5]], [[0.5000000000000001]], [[0.5]], [[0.5]], [[0.5000000000000001]], [[0.5000000000000001]], [[0.5]], [[0.5]], [[0.5]], [[0.5]], [[0.5]], [[0.5000000000000001]], [[0.5]], [[0.5000000000000001]], [[0.5000000000000001]], [[0.5]], [[0.5000000000000001]], [[0.5]], [[0.5000000000000001]], [[0.5000000000000001]], [[0.5]], [[0.5000000000000001]], [[0.5000000000000001]], [[0.4999999999999998]], [[0.4999999999999998]], [[0.4999999999999998]], [[0.4999999999999998]], [[0.5]], [[0.5]], [[0.5]], [[0.5]], [[0.4999999999999998]], [[0.5]], [[0.4999999999999998]], [[0.5000000000000002]], [[0.4999999999999999]], [[0.5000000000000002]], [[0.5]], [[0.4999999999999998]], [[0.4999999999999999]], [[0.4999999999999998]], [[0.5]], [[0.5]], [[0.49999999999999994]], [[0.4999999999999999]], [[0.4999999999999999]], [[0.4999999999999999]], [[0.5]], [[0.5]], [[0.4999999999999998]], [[0.49999999999999994]], [[0.5000000000000001]], [[0.5000000000000001]], [[0.5000000000000001]], [[0.5]], [[0.5000000000000001]], [[0.5000000000000001]], [[0.5000000000000001]], [[0.5000000000000001]], [[0.5000000000000001]], [[0.5000000000000001]], [[0.5000000000000001]], [[0.5000000000000002]], [[0.5000000000000001]], [[0.5000000000000001]], [[0.5]], [[0.5000000000000001]], [[0.5000000000000001]], [[0.5000000000000001]]], [[[0.4900672044674554]], [[0.4889830846996895]], [[0.48725249871912907]], [[0.48825170671494833]], [[0.4895900444898101]], [[0.49165999732538235]], [[0.49404705798424686]], [[0.4961980818316635]], [[0.4981680215194504]], [[0.49998442759544703]], [[0.5017887158549977]], [[0.503854736556168]], [[0.5058954322731962]], [[0.5079877636803942]], [[0.5100601072225116]], [[0.512084737857031]], [[0.5140091442158888]], [[0.5157820691363929]], [[0.5173900312707848]], [[0.5188160592856993]], [[0.5200719637110011]], [[0.5211588110739807]], [[0.5220704106782712]], [[0.5228271726006376]], [[0.5234085378555141]], [[0.5238315622111003]], [[0.5241078785372373]], [[0.5241725324057418]], [[0.5241055078958552]], [[0.5239998354824794]], [[0.5235856036243317]], [[0.5230619649795792]], [[0.5224282947456386]], [[0.5216307185922608]], [[0.5207044231547009]], [[0.5196409830015275]], [[0.5184510159218453]], [[0.5171404054092071]], [[0.5157065801568091]], [[0.5141634299212146]], [[0.5125080893398269]], [[0.5107484211916783]], [[0.5088901068297277]], [[0.5069334623654466]], [[0.5048872633189255]], [[0.5027579967995123]], [[0.5005532853849411]], [[0.5000350272901021]], [[0.5000047758253728]], [[0.4978147107480412]], [[0.49435082985284906]], [[0.49367292517722183]], [[0.49300027281214204]], [[0.4923331703018293]], [[0.49167191519050346]], [[0.49101680502238443]], [[0.4903681373416917]], [[0.4897895684246514]], [[0.4894888769133872]], [[0.4892042054475821]], [[0.4889402916775246]], [[0.4886876186193332]], [[0.488449509037859]], [[0.4882259202464526]], [[0.48801757182768357]], [[0.48782574041903803]], [[0.4876503115568311]], [[0.48750075326613185]], [[0.48737937607318216]], [[0.4872961202832411]], [[0.48725700807766226]], [[0.48726514370142915]], [[0.48733338651191516]], [[0.48746173357162687]], [[0.4876624610245522]], [[0.48795499544798376]], [[0.48832717375037743]], [[0.488786759100626]], [[0.48934460192668117]], [[0.4900075367518423]], [[0.4907805414222425]], [[0.49164186050625674]], [[0.4925351134580901]], [[0.49340640321382256]], [[0.4941936791103489]], [[0.4948370637974435]], [[0.4952815466270282]], [[0.4954634296533591]], [[0.4953260460180716]], [[0.4947910350385484]], [[0.4938538747181209]], [[0.49248501228774066]], [[0.49096364406431114]], [[0.48941640321518487]], [[0.4880349999488823]], [[0.48680820985402756]], [[0.48576426010191387]], [[0.48498146229513106]], [[0.484435477077447]], [[0.4841344116742697]], [[0.48400045906388334]], [[0.4839619662233331]], [[0.48399678800895285]], [[0.48405260958981405]], [[0.4841428944672795]], [[0.4842074881902596]], [[0.4842735187589385]], [[0.48428185299208537]], [[0.48426310170098114]], [[0.4842420769624182]], [[0.4842925848466182]], [[0.48449495926567293]], [[0.4849165532702108]], [[0.48559320752776236]], [[0.4866411609248654]], [[0.4880826925262829]], [[0.48988365602039113]], [[0.4919409831848302]], [[0.49414555968413826]], [[0.49639196185881423]], [[0.49857680054125425]], [[0.4998325559161242]], [[0.49985111433546625]], [[0.49986785625926966]], [[0.49988324582665367]], [[0.499897563085934]], [[0.49991097662620193]], [[0.49992363116854327]], [[0.4999357218541034]], [[0.49994731922769864]], [[0.4999583148394831]], [[0.4999684253304812]], [[0.499977386168879]], [[0.49998501833326336]], [[0.4999912214941814]], [[0.49999594169281314]], [[0.49999914078090185]], [[0.5007817089909875]], [[0.5021132984590615]], [[0.5034530064741956]], [[0.5048039944666753]], [[0.5061675867226033]], [[0.5075451603875981]], [[0.508936885143002]], [[0.5103394644440971]], [[0.5117501223541782]], [[0.5131666768281752]], [[0.5145916755819513]], [[0.516022328357073]], [[0.517453650624131]], [[0.5245291780336594]], [[0.5314192231596893]], [[0.5380195326761192]], [[0.544175532218601]], [[0.5498485636506039]], [[0.5549602206982216]], [[0.5593671459794289]], [[0.5631155904781431]], [[0.5659785562574569]], [[0.5679770403776394]], [[0.5690391950663731]], [[0.5692494996201334]], [[0.5684138626147655]], [[0.566794988595992]], [[0.5639569173768453]], [[0.5601981757781431]], [[0.5501454339962852]], [[0.5401703642065419]], [[0.5321116610558813]], [[0.5269530105203752]], [[0.5260809713965815]], [[0.5258548732403159]], [[0.5262344648976124]], [[0.5264638564054649]], [[0.5262776938231774]], [[0.525919226344166]], [[0.5253407739608639]], [[0.5245240170901706]], [[0.5235088368694404]], [[0.5222778190414006]], [[0.5208680077943495]], [[0.519302062408638]], [[0.5175858531146885]], [[0.5157644328864657]], [[0.5138432798154284]], [[0.511850741862362]], [[0.509788151178885]], [[0.507657730606556]], [[0.5054629625903229]], [[0.5027793984343183]], [[0.4999947036978877]], [[0.4985251669367362]], [[0.496100379932323]], [[0.4939318444076283]], [[0.4918136707813936]], [[0.4900632957206597]], [[0.4889221519184182]], [[0.48808699019337953]], [[0.48929526504669424]], [[0.4900672044674554]]], [[[0.38447989749241973]], [[0.37390423603679246]], [[0.3564133619341195]], [[0.3676510071537669]], [[0.38265761017250927]], [[0.4055677513698473]], [[0.43176750256984353]], [[0.4554565985624827]], [[0.4774605432264126]], [[0.49778833778073]], [[0.5179782916590565]], [[0.5420678444236574]], [[0.5658862254593247]], [[0.5896382916477493]], [[0.612915796076379]], [[0.6356565273756221]], [[0.6572751611864359]], [[0.6772050473327406]], [[0.6953005741314922]], [[0.7113757111455705]], [[0.725563884042286]], [[0.7378778874003137]], [[0.748249105009175]], [[0.7569036718199396]], [[0.7636118005090998]], [[0.7685609685116148]], [[0.7718744104661265]], [[0.7728489493268182]], [[0.7723657200611694]], [[0.7712792076225953]], [[0.7669486386194647]], [[0.7613193048101328]], [[0.7544057182692684]], [[0.745656820462204]], [[0.7354682343528889]], [[0.7237344117196572]], [[0.7105849540713428]], [[0.6960890877195802]], [[0.6802219486082883]], [[0.6631506224089246]], [[0.6448508331569309]], [[0.6254268201235286]], [[0.6049632635046568]], [[0.5834949342460188]], [[0.5611740457674399]], [[0.538152840132167]], [[0.5146775614288631]], [[0.5051258709234818]], [[0.5008197588758456]], [[0.4780357693921315]], [[0.4432204795114034]], [[0.4364068942561421]], [[0.42964609970581064]], [[0.4229410864621581]], [[0.4162948451269337]], [[0.40971036630188645]], [[0.4031906405887654]], [[0.39723949092717603]], [[0.3934999856166751]], [[0.38991309965758025]], [[0.38652395666350486]], [[0.3832422100096271]], [[0.3800996028528403]], [[0.3770959883643076]], [[0.3742386292481196]], [[0.3715388204167853]], [[0.3689961108769071]], [[0.3666918007147665]], [[0.36464555592487247]], [[0.3629426691823116]], [[0.36163464139445933]], [[0.36074813463449906]], [[0.36039326260458554]], [[0.36057006286945875]], [[0.36156194732391056]], [[0.3647350607838243]], [[0.36864103331004827]], [[0.3733400188720599]], [[0.3789215552052849]], [[0.3854291414517128]], [[0.3928859274622953]], [[0.40105659414213196]], [[0.40939270029556885]], [[0.41740015864274155]], [[0.424529796014948]], [[0.4302664786503991]], [[0.43414103463428605]], [[0.4356010026719219]], [[0.43414099469443146]], [[0.42902726506224814]], [[0.420162908769114]], [[0.407148326783975]], [[0.3924729249268228]], [[0.3772560985433848]], [[0.3633624630085046]], [[0.3507369823873923]], [[0.33973354646812115]], [[0.3312966867406163]], [[0.3253083209506705]], [[0.32196711902860226]], [[0.32047190612270476]], [[0.3200404715498289]], [[0.32042731646957956]], [[0.32104740322120245]], [[0.3220488767433044]], [[0.3227643109331331]], [[0.32349484778873044]], [[0.3235882747912688]], [[0.3233832234414665]], [[0.32315323493293013]], [[0.3237148994521421]], [[0.3259507245971126]], [[0.3305682070434909]], [[0.3378744103924877]], [[0.3489546945632952]], [[0.36378892133610646]], [[0.38178021025985803]], [[0.4017634359680979]], [[0.42267647658312646]], [[0.4436068971129331]], [[0.4637266993446513]], [[0.4762002252273503]], [[0.4786339409024085]], [[0.4808625483331102]], [[0.4829399306519569]], [[0.484897649897543]], [[0.48675376868899584]], [[0.4885235250004444]], [[0.49022818488873326]], [[0.49187386309007086]], [[0.4934452494451499]], [[0.49490755519409074]], [[0.4962290441008321]], [[0.49738836029236155]], [[0.49837375163204845]], [[0.4991790748993664]], [[0.4998000721897667]], [[0.507856917124771]], [[0.5212406548270313]], [[0.5347059916309512]], [[0.5482847029107907]], [[0.5619900989984976]], [[0.5758360215143147]], [[0.5898241759167437]], [[0.6039214288032714]], [[0.6180998793759169]], [[0.6323375960111819]], [[0.6466601856710192]], [[0.6610396036104949]], [[0.6754257505792105]], [[0.7465415150281817]], [[0.8157930065234529]], [[0.8821323802114991]], [[0.9440060170546765]], [[1.0010253660980615]], [[1.0524023698890097]], [[1.0966961507060389]], [[1.1343715748251801]], [[1.1631470975816836]], [[1.1832337593554059]], [[1.1939094218580513]], [[1.1960231821817884]], [[1.1876242373400867]], [[1.1713530172983648]], [[1.1428277084940455]], [[1.105053952701153]], [[1.0165005208865068]], [[0.9282010409323026]], [[0.8565357482231412]], [[0.8032383592345472]], [[0.7938805073778995]], [[0.7914209127728696]], [[0.7953592900283825]], [[0.7976387901777923]], [[0.7953624382277724]], [[0.7911757243665587]], [[0.7845594057235408]], [[0.7753057232760256]], [[0.7638537717909518]], [[0.7500033015739791]], [[0.734161848632582]], [[0.7165052750085485]], [[0.6967482790280917]], [[0.675790309698417]], [[0.6536812198697451]], [[0.6306942251774811]], [[0.6068983808193551]], [[0.5823387209187416]], [[0.5571265888847621]], [[0.5279355916420629]], [[0.4991865290079401]], [[0.48147306951531493]], [[0.45492553165490607]], [[0.4308670572705817]], [[0.4072898727453705]], [[0.3876738345017147]], [[0.37470010225172407]], [[0.36514939512552447]], [[0.3770254338382974]], [[0.38447989749241973]]], [[[0.2385897382415119]], [[0.2232530453477129]], [[0.19684977957749938]], [[0.22045877608608586]], [[0.2516937471446345]], [[0.2977100058203191]], [[0.34981023136180356]], [[0.3978940616277051]], [[0.44428943576430757]], [[0.48791869631247775]], [[0.5313894973055042]], [[0.5838267431291182]], [[0.6357386087876692]], [[0.6860660015117716]], [[0.7348122739970048]], [[0.7823513623943835]], [[0.8275757632468566]], [[0.8694177512590703]], [[0.907615687247702]], [[0.9417949132900807]], [[0.9722069315723232]], [[0.9988600065125189]], [[1.0215981836635506]], [[1.040854897974793]], [[1.0561481639836485]], [[1.0678332548366865]], [[1.0761162357755965]], [[1.0796832694201504]], [[1.0802593379544843]], [[1.0785577567847404]], [[1.0712732781214733]], [[1.0608193300868736]], [[1.0473727805109911]], [[1.0300667643389043]], [[1.0097286215907668]], [[0.9860768534229577]], [[0.9594291537941132]], [[0.9299372652007131]], [[0.8975555011880226]], [[0.8626700964828349]], [[0.8252415924352479]], [[0.7855265918469515]], [[0.743745117001379]], [[0.700028090704267]], [[0.654802049361575]], [[0.6085174209354998]], [[0.5619798862049683]], [[0.529580868136665]], [[0.5059574717476956]], [[0.4616511862996803]], [[0.4008648519456619]], [[0.3889685594576539]], [[0.3771644377788405]], [[0.3654577084000801]], [[0.3538535928122307]], [[0.34235731250615087]], [[0.33097408897269853]], [[0.320159045313099]], [[0.31139069765515176]], [[0.3028626021536424]], [[0.29464575610492255]], [[0.2865989890254589]], [[0.27877256034791525]], [[0.2711670947729077]], [[0.2637953670742867]], [[0.25667230086826637]], [[0.24979929247600022]], [[0.24327501067361282]], [[0.23712268682640328]], [[0.2314456058127876]], [[0.2263055021993873]], [[0.2217347579087157]], [[0.21786588876867782]], [[0.21469916981692547]], [[0.21305192691283695]], [[0.2177725129159404]], [[0.2235286340193909]], [[0.23037377246113847]], [[0.2384087866329644]], [[0.24764560056264498]], [[0.2580584675729402]], [[0.2692383386270985]], [[0.2803608524815339]], [[0.2907522047964545]], [[0.2997148690916972]], [[0.3066339655106233]], [[0.31095687030860364]], [[0.31201404441818315]], [[0.3091512648687614]], [[0.301330416398775]], [[0.288284611265505]], [[0.26914125343879436]], [[0.2471234078149834]], [[0.22365231040474218]], [[0.20153397075936572]], [[0.18082347872991447]], [[0.1622113545293712]], [[0.14751374491777924]], [[0.13682991416104254]], [[0.13072398351527342]], [[0.1279211491253401]], [[0.12705057290782623]], [[0.1276855445543628]], [[0.12876159514535085]], [[0.13053702962459063]], [[0.1318191401744461]], [[0.13313620675877041]], [[0.13332837262288347]], [[0.13300239942485972]], [[0.1326421301513658]], [[0.13370659351968397]], [[0.13776354298554536]], [[0.14599824453055688]], [[0.15877253411309247]], [[0.17761001728174572]], [[0.2019196859222221]], [[0.2302060746142197]], [[0.26038154282109616]], [[0.2908999856414637]], [[0.32070787500879266]], [[0.349031568748765]], [[0.36979793870010425]], [[0.38097941157754334]], [[0.39159345949236957]], [[0.4018085528627454]], [[0.4117112255409278]], [[0.42133864203467647]], [[0.430718447746888]], [[0.4398993702834575]], [[0.4488739811075597]], [[0.4575596137745918]], [[0.4658232813908564]], [[0.4735526309639149]], [[0.48067356317151844]], [[0.48714799535833325]], [[0.4929582682423203]], [[0.4980932546073075]], [[0.5137179151164418]], [[0.5370854745325251]], [[0.5605955032571641]], [[0.5843034800334798]], [[0.6082326442568912]], [[0.6324071629344499]], [[0.65683001373979]], [[0.6814433468577763]], [[0.7061984484261776]], [[0.7310570265622185]], [[0.7560637901669703]], [[0.7811697740516249]], [[0.8062875065967867]], [[0.930453258208974]], [[1.051364051454335]], [[1.167190384184942]], [[1.2752196894049577]], [[1.374773570112936]], [[1.4644761042938448]], [[1.5418115675277138]], [[1.6075916008200202]], [[1.657832703320698]], [[1.6929033444906125]], [[1.711542694975977]], [[1.7152332499655554]], [[1.7005689725426856]], [[1.672159965316484]], [[1.6223557280267404]], [[1.5564201326155829]], [[1.4407902163595216]], [[1.323959270921068]], [[1.2279692848687078]], [[1.1376697957196895]], [[1.1211750725695844]], [[1.1165508311744]], [[1.1225956277487485]], [[1.1251518792457922]], [[1.1188615827563195]], [[1.1086292524777643]], [[1.093537847741118]], [[1.0731957580840599]], [[1.0484857256514142]], [[1.0190077062045328]], [[0.9855368986452968]], [[0.9482591514061977]], [[0.9059358687360283]], [[0.8610677126969696]], [[0.8137254680836525]], [[0.7643496074137076]], [[0.7132344857331284]], [[0.6605295762813758]], [[0.6066676168923908]], [[0.5487746108031616]], [[0.4949156706548992]], [[0.45289400474708374]], [[0.3991478213810514]], [[0.3497596360458518]], [[0.3013031129046104]], [[0.26039736861304197]], [[0.23230863758558046]], [[0.21133268507724062]], [[0.2280877733513714]], [[0.2385897382415119]]], [[[0.11964998435457999]], [[0.11178387685045256]], [[0.0992962122506307]], [[0.13021452709216572]], [[0.17040936567058235]], [[0.22588070464097645]], [[0.28852118488089845]], [[0.34936949936444084]], [[0.41197548710991816]], [[0.4733320283555445]], [[0.5349771147940641]], [[0.603442558076813]], [[0.671272365065362]], [[0.7369616951423208]], [[0.8004582877962552]], [[0.8620822920963808]], [[0.9207911193955687]], [[0.9755591315206661]], [[1.0261580499006373]], [[1.0721174856572688]], [[1.1136557363089399]], [[1.1507084944281485]], [[1.1830198269298426]], [[1.211031539237315]], [[1.2341036340319758]], [[1.2525944002147986]], [[1.2666406866318114]], [[1.2749021589473688]], [[1.2793224101554441]], [[1.2784070604548325]], [[1.2728845466013483]], [[1.262141455833086]], [[1.2467738737505547]], [[1.2262727466778789]], [[1.2017083394137422]], [[1.1725794781707926]], [[1.139386786098503]], [[1.1023273683375248]], [[1.0613325689385391]], [[1.0169495587219546]], [[0.9691045636480364]], [[0.9181436954156937]], [[0.8643413340292475]], [[0.8078284195645498]], [[0.7491218415968028]], [[0.6886480933585429]], [[0.627219882512919]], [[0.5696064966941319]], [[0.5171851717170931]], [[0.45726816374414975]], [[0.38953434265367815]], [[0.37627838051044704]], [[0.3631251237066002]], [[0.35008039051579043]], [[0.33714999921167027]], [[0.3243397680678926]], [[0.3116555153581101]], [[0.29919386754172056]], [[0.28725801282830477]], [[0.27556451922010305]], [[0.26418496869390407]], [[0.2529780803012861]], [[0.24199486525933514]], [[0.23123687162901366]], [[0.22071842547795995]], [[0.21045151759436437]], [[0.2004398155104385]], [[0.19075141605766502]], [[0.1814014677383707]], [[0.1724609340228198]], [[0.16397135185448983]], [[0.15595510298340712]], [[0.14850208285806052]], [[0.14161280048469677]], [[0.13599364407116415]], [[0.13595331824414156]], [[0.1367351765615032]], [[0.13836137463143403]], [[0.14090659513831838]], [[0.14436486451261243]], [[0.14869528008304075]], [[0.15360064069120263]], [[0.15851346168402425]], [[0.1629825994226311]], [[0.16656726036428773]], [[0.16889787999094932]], [[0.16963129855175305]], [[0.1683680910494574]], [[0.1646810370400774]], [[0.15786650371310093]], [[0.14771610476323718]], [[0.13351189488836748]], [[0.11736739413410616]], [[0.10019236843314483]], [[0.08393500012525154]], [[0.06871773076809261]], [[0.05495334200895187]], [[0.0438813468699581]], [[0.0356463639156839]], [[0.03065393272866098]], [[0.02813914799505514]], [[0.02711907194775521]], [[0.027334250282318503]], [[0.027970522556450095]], [[0.02919765523677328]], [[0.030151875939278226]], [[0.031172366874684363]], [[0.03141133818958373]], [[0.031323385187654415]], [[0.03125208747669394]], [[0.032272056776793304]], [[0.03555156071190644]], [[0.041939381178101344]], [[0.05164600191991038]], [[0.06568233571035244]], [[0.08345311764018315]], [[0.10384067943816465]], [[0.12548724700258398]], [[0.14755217351586894]], [[0.16961668321884346]], [[0.19150577464158572]], [[0.21206413337860902]], [[0.23098393851241455]], [[0.25015929412955523]], [[0.2696188175878041]], [[0.2893193287265327]], [[0.3091751358910301]], [[0.32909565428803955]], [[0.349004528595615]], [[0.3687740109930976]], [[0.3882242599766469]], [[0.4072173016063887]], [[0.4256715063802552]], [[0.4435393707386704]], [[0.4608080480222114]], [[0.4774819143988339]], [[0.4935694928657205]], [[0.5152857845123527]], [[0.5413241055532614]], [[0.5675211792276221]], [[0.5939388251417792]], [[0.6206029388044566]], [[0.6475404493560495]], [[0.6747546747991212]], [[0.7021811534570443]], [[0.7297656037867046]], [[0.7574653573896095]], [[0.7853302331064326]], [[0.8133056693424727]], [[0.8412941970352901]], [[0.9796512948047141]], [[1.1143814134180747]], [[1.243445950408398]], [[1.3638223098329527]], [[1.4747545582798538]], [[1.5747095147045278]], [[1.6608839235794617]], [[1.7341821912525444]], [[1.7901655283682492]], [[1.8292445180749888]], [[1.8500142263397679]], [[1.8541265880086388]], [[1.8377862780699457]], [[1.8061303041859034]], [[1.7506337631626518]], [[1.677177742890077]], [[1.586026094985035]], [[1.4919460358388477]], [[1.4131580183180903]], [[1.3364132759836522]], [[1.3228234452649243]], [[1.3180927381333845]], [[1.3204803901371307]], [[1.3180399035679011]], [[1.3057286563875694]], [[1.2882947658007864]], [[1.2650398983679338]], [[1.2356306480626775]], [[1.2011532269027934]], [[1.1611956681150206]], [[1.1165484842123987]], [[1.0674204427593967]], [[1.0126901887238828]], [[0.9546909807703653]], [[0.8934859742113315]], [[0.8295306390651386]], [[0.7633210207654549]], [[0.6950921818171248]], [[0.6255567838962615]], [[0.554349234856935]], [[0.48702968340541986]], [[0.4239216766118121]], [[0.35512923636591814]], [[0.2920273632408793]], [[0.23054476624110237]], [[0.17753368889359358]], [[0.13881694930805422]], [[0.10927349160151972]], [[0.11493498627803865]], [[0.11964998435457999]]], [[[0.0609361223352344]], [[0.06241778614995561]], [[0.06893695545808072]], [[0.10192388467731708]], [[0.14413149326876493]], [[0.19888883796595985]], [[0.26100812537111323]], [[0.3246771432938152]], [[0.3937926922902135]], [[0.4640439658522776]], [[0.5351445655946521]], [[0.606178735995444]], [[0.6765621501653187]], [[0.7459467114535849]], [[0.8133828242839626]], [[0.8785034037011891]], [[0.9406297795824825]], [[0.9990509630281329]], [[1.0536348538486031]], [[1.1038914325578073]], [[1.149931827453497]], [[1.1916042302295249]], [[1.2285773764732355]], [[1.2611932380533741]], [[1.2887564553939792]], [[1.3115422926805635]], [[1.3295683214872704]], [[1.3417599054155869]], [[1.3498869839223]], [[1.3501212203114896]], [[1.3479011042131293]], [[1.3390931730713254]], [[1.3246837204607391]], [[1.3046945864493218]], [[1.2802533919525487]], [[1.250704253290362]], [[1.2166516998661374]], [[1.1782978648636573]], [[1.13555142993557]], [[1.0890182671191326]], [[1.0385790358761857]], [[0.9845808040089209]], [[0.9272578371404436]], [[0.8666404834548245]], [[0.8031228520671027]], [[0.736816615072434]], [[0.6679895977674718]], [[0.5978551232930193]], [[0.5269350458321125]], [[0.45708588095468344]], [[0.38901806684578094]], [[0.37569656901559734]], [[0.3624782421301524]], [[0.34936893208878333]], [[0.33637448498400846]], [[0.3235007471426467]], [[0.3107535651707209]], [[0.29813878600131855]], [[0.28566225694418035]], [[0.27342357547725793]], [[0.26149298427758455]], [[0.24973211859755778]], [[0.23819111988215383]], [[0.2268717394010508]], [[0.21578839719176723]], [[0.20495211246607387]], [[0.19436704947829098]], [[0.18409229749821965]], [[0.17414069561948592]], [[0.16457371785354855]], [[0.1554270494548792]], [[0.14672015491815046]], [[0.1385305213170074]], [[0.130858764834365]], [[0.12375887724149051]], [[0.11720686781139882]], [[0.11129356846798044]], [[0.10604751070528902]], [[0.1015541157969201]], [[0.09785345114918324]], [[0.09496283829118368]], [[0.09280445365546357]], [[0.09114931108993016]], [[0.08974948490667993]], [[0.08833636938171803]], [[0.08665709112204006]], [[0.0844535415502797]], [[0.08146268439882082]], [[0.07741891501907992]], [[0.0719758922204514]], [[0.06516265827490375]], [[0.05681537955469715]], [[0.04826425264988132]], [[0.040085507173418675]], [[0.03309404389865718]], [[0.027325916448440866]], [[0.022611390838538373]], [[0.018903013742902035]], [[0.016045232723782787]], [[0.013884416573602437]], [[0.012431749024005114]], [[0.011470550711932545]], [[0.011041303121625405]], [[0.010897415295778095]], [[0.011043895692147455]], [[0.011298171508651655]], [[0.011647722989664315]], [[0.011889714257084474]], [[0.01215178092495785]], [[0.012497064500665452]], [[0.013192809519287035]], [[0.014569046193835788]], [[0.01687239117504291]], [[0.020242362801714278]], [[0.02515339147149482]], [[0.03173267615248239]], [[0.04014568306675134]], [[0.05044974000570233]], [[0.06268757944105834]], [[0.0768832198481913]], [[0.09305861025886901]], [[0.11123490662703758]], [[0.13138505886782786]], [[0.1532810373477779]], [[0.1766428168554527]], [[0.201194739505968]], [[0.2266654764739236]], [[0.2527918667810225]], [[0.2792993675910877]], [[0.30591619344512444]], [[0.3324025680963767]], [[0.35870843092727633]], [[0.3848787485139733]], [[0.4109577535377206]], [[0.4369951419937831]], [[0.46303796626795374]], [[0.48912856929142934]], [[0.5152151251060432]], [[0.54137858238079]], [[0.5677013914762079]], [[0.5942455529313052]], [[0.6210370123766028]], [[0.6481027666903052]], [[0.6754461100329806]], [[0.7030023910633281]], [[0.7307171161143137]], [[0.7585474383849313]], [[0.7865433700354498]], [[0.8146501468446444]], [[0.8427699292871327]], [[0.9817740759482139]], [[1.1171339873565518]], [[1.2468033175478366]], [[1.367745964442418]], [[1.4792023889902388]], [[1.5796322144878607]], [[1.6662195285998476]], [[1.7398722254071521]], [[1.7961316288623128]], [[1.8354107495377037]], [[1.8563013262393366]], [[1.860449526765371]], [[1.8440614476546648]], [[1.8122892543161884]], [[1.7565670049111035]], [[1.6828072209791674]], [[1.5996407226461233]], [[1.5131753075336223]], [[1.4403010899322217]], [[1.393587423101578]], [[1.386842514861353]], [[1.3830593085634952]], [[1.3802985873217994]], [[1.372041364953592]], [[1.3548674796094213]], [[1.3322138676755821]], [[1.303845424082154]], [[1.2696048196055123]], [[1.2305949119149426]], [[1.186506869112439]], [[1.137959249573445]], [[1.0853027588996147]], [[1.0286208337655545]], [[0.9685574873223136]], [[0.9051726748931771]], [[0.8389161406786372]], [[0.770323785284972]], [[0.6996470721768566]], [[0.6276535544579881]], [[0.5546065529971462]], [[0.48088557817161975]], [[0.40728146118603603]], [[0.3341008725888346]], [[0.2677965321286135]], [[0.20383132113013544]], [[0.1477340510618237]], [[0.10462335671268162]], [[0.07118437773383166]], [[0.0631437151473049]], [[0.0609361223352344]]], [[[0.04440366557892058]], [[0.05018965328952081]], [[0.06406283144050132]], [[0.09734616448189834]], [[0.13972518587864344]], [[0.1934864686302695]], [[0.25432732428811367]], [[0.31781106369083084]], [[0.388120800869527]], [[0.46005219076318726]], [[0.5329923866251287]], [[0.605170323421778]], [[0.6763552900926981]], [[0.746434620707823]], [[0.8145104018717172]], [[0.8798122303937848]], [[0.9422760154384215]], [[1.0011590959209005]], [[1.0563454980357805]], [[1.1073451129821537]], [[1.1542409121714392]], [[1.1968605017702425]], [[1.2348558175490547]], [[1.2685368596435547]], [[1.297198076923614]], [[1.321085473016212]], [[1.3401773131344847]], [[1.3534998892540198]], [[1.3627577412455025]], [[1.3632711358952119]], [[1.3622079370156945]], [[1.3541564755151467]], [[1.3402069735210254]], [[1.3206455031115194]], [[1.2965760850315071]], [[1.2673030891255694]], [[1.2334580471810166]], [[1.1952451734163883]], [[1.1525711735982425]], [[1.106059659709676]], [[1.0555870768093296]], [[1.0015100094777492]], [[0.9440670322669468]], [[0.8832876316587284]], [[0.8195736183124056]], [[0.7530221184212869]], [[0.6838932540574172]], [[0.6132905777873104]], [[0.5416209860131653]], [[0.4709363435385667]], [[0.4019485651643981]], [[0.38837472841979576]], [[0.37488752135072057]], [[0.361492503662838]], [[0.34819528092049934]], [[0.33500151430793546]], [[0.3219169312888013]], [[0.3089473369676178]], [[0.29609862586153674]], [[0.2834584696387446]], [[0.27108921496006705]], [[0.2588717630542607]], [[0.24685110832324136]], [[0.23503064067313856]], [[0.22342518987024979]], [[0.21204443971073633]], [[0.20089517698579704]], [[0.19001492591316832]], [[0.1794141903899588]], [[0.1691346445477588]], [[0.15920465543956197]], [[0.14964403566726103]], [[0.14051132167082306]], [[0.13182126732282307]], [[0.12352031303031151]], [[0.1147867818287207]], [[0.10645142159577292]], [[0.09851536688289557]], [[0.09103180446562846]], [[0.0840195024756465]], [[0.07747921749155307]], [[0.07141514111624338]], [[0.06580242046919346]], [[0.060581920288487794]], [[0.05570331911291907]], [[0.051124184954729514]], [[0.048679172161480926]], [[0.04554849951793901]], [[0.04171848703623544]], [[0.037466022714149894]], [[0.03326260213036755]], [[0.0291184939141008]], [[0.025436460890463967]], [[0.022359770792263117]], [[0.02001079583061686]], [[0.018457976916202722]], [[0.017301359540030897]], [[0.01611150998435466]], [[0.014861502661098243]], [[0.013448397129299105]], [[0.012257183825808298]], [[0.011313884745959173]], [[0.010716908164433844]], [[0.010321320349495398]], [[0.010057841127237609]], [[0.010034528556406845]], [[0.01014123993448458]], [[0.010420386076509412]], [[0.01085698168307471]], [[0.011384624610909866]], [[0.012001122450046297]], [[0.012760486026200557]], [[0.013623774298611738]], [[0.0145401071851648]], [[0.015467766286549445]], [[0.016811668059990344]], [[0.018824963350334626]], [[0.02195879346023811]], [[0.026719943702887765]], [[0.03356992676462592]], [[0.042954573308188346]], [[0.05531397275242048]], [[0.07095423802020291]], [[0.08960043287669021]], [[0.11083192050583784]], [[0.13424410932869063]], [[0.1594414287417598]], [[0.18596460070316445]], [[0.21310040029523306]], [[0.24124012464458272]], [[0.27002298164596716]], [[0.29743619653267545]], [[0.32377866129167965]], [[0.3493315628641845]], [[0.37445282311051487]], [[0.3994945237773089]], [[0.4245272305577765]], [[0.44938083575703003]], [[0.4741439470054427]], [[0.4989981961924546]], [[0.5239499819012632]], [[0.5489942649178446]], [[0.5741307239593595]], [[0.599345618748641]], [[0.6246259887799804]], [[0.6499400426760505]], [[0.6752581329706653]], [[0.7006081382314242]], [[0.7259626674205046]], [[0.7512696398133731]], [[0.8756519014086441]], [[0.996700591064313]], [[1.1133295507599434]], [[1.2231061833140209]], [[1.3253275756263225]], [[1.4186149898308447]], [[1.5006682326955731]], [[1.571975495642166]], [[1.6289580919320692]], [[1.67215590585708]], [[1.7015872047653122]], [[1.7133045276905174]], [[1.711628394085725]], [[1.697052836992411]], [[1.662588934820017]], [[1.6131325751595262]], [[1.5545659879297102]], [[1.491760767602621]], [[1.437086352111127]], [[1.4042131089988605]], [[1.4002357902528453]], [[1.3968839793773966]], [[1.392120299031366]], [[1.3817252868885495]], [[1.3629305407412953]], [[1.3386190839803465]], [[1.3087266611716561]], [[1.273152691968676]], [[1.2329853460967455]], [[1.1879473422004396]], [[1.1385860390843658]], [[1.0852461314423498]], [[1.028172887252283]], [[0.9676758468431784]], [[0.9038055677672042]], [[0.8369653015573281]], [[0.7677337093154161]], [[0.69 | 4D array with the drag coefficients of the airfoils. Dimension 0 is along the blade span for n_span stations, dimension 1 is along the angles of attack, dimension 2 is along the Reynolds number, dimension 3 is along the number of tabs, which may describe multiple sets at the same station, for example in presence of a flap.
af_3d.cm | intermediate |  | [[[[-4.0657581468206416e-20]], [[-3.903127820947816e-18]], [[8.673617379884035e-19]], [[-2.2551405187698492e-17]], [[2.7755575615628914e-17]], [[2.6020852139652106e-17]], [[-4.163336342344337e-17]], [[-5.551115123125783e-17]], [[-1.1102230246251565e-16]], [[1.0408340855860843e-17]], [[-2.7755575615628914e-17]], [[-2.0816681711721685e-17]], [[-3.122502256758253e-17]], [[-6.591949208711867e-17]], [[-2.0816681711721685e-17]], [[1.3877787807814457e-17]], [[-4.163336342344337e-17]], [[-5.551115123125783e-17]], [[-3.122502256758253e-17]], [[3.469446951953614e-18]], [[-1.0408340855860843e-17]], [[-7.632783294297951e-17]], [[3.469446951953614e-18]], [[6.938893903907228e-17]], [[-8.673617379884035e-17]], [[1.214306433183765e-17]], [[-3.2959746043559335e-17]], [[-1.0928757898653885e-16]], [[-3.2959746043559335e-17]], [[-6.591949208711867e-17]], [[-5.4643789493269423e-17]], [[-4.423544863740858e-17]], [[2.2551405187698492e-17]], [[-3.3285006695304986e-17]], [[-2.233456475320139e-17]], [[1.0842021724855044e-17]], [[-7.806255641895632e-17]], [[-4.5102810375396984e-17]], [[0.0]], [[-6.765421556309548e-17]], [[-3.469446951953614e-18]], [[-2.2551405187698492e-17]], [[-2.42861286636753e-17]], [[-1.3877787807814457e-17]], [[-3.122502256758253e-17]], [[-1.734723475976807e-17]], [[-1.3877787807814457e-17]], [[-6.938893903907228e-18]], [[0.0]], [[-1.3877787807814457e-17]], [[0.0]], [[-1.734723475976807e-17]], [[1.0408340855860843e-17]], [[-2.949029909160572e-17]], [[-5.204170427930421e-18]], [[2.0816681711721685e-17]], [[3.469446951953614e-18]], [[-5.204170427930421e-18]], [[-5.204170427930421e-18]], [[-2.7755575615628914e-17]], [[-1.734723475976807e-17]], [[6.938893903907228e-18]], [[-3.469446951953614e-18]], [[-6.938893903907228e-18]], [[-3.469446951953614e-18]], [[5.204170427930421e-18]], [[-8.673617379884035e-19]], [[-8.673617379884035e-18]], [[-1.929879867024198e-17]], [[2.2551405187698492e-17]], [[-3.0357660829594124e-18]], [[-8.673617379884035e-19]], [[2.168404344971009e-18]], [[-3.469446951953614e-18]], [[6.938893903907228e-18]], [[-6.938893903907228e-18]], [[-7.806255641895632e-18]], [[-1.734723475976807e-18]], [[5.204170427930421e-18]], [[0.0]], [[1.734723475976807e-18]], [[8.673617379884035e-19]], [[0.0]], [[0.0]], [[6.938893903907228e-18]], [[6.938893903907228e-18]], [[6.938893903907228e-18]], [[1.3877787807814457e-17]], [[3.469446951953614e-18]], [[5.637851296924623e-18]], [[6.938893903907228e-18]], [[8.673617379884035e-18]], [[-6.071532165918825e-18]], [[-6.071532165918825e-18]], [[-6.938893903907228e-18]], [[0.0]], [[8.321251673826247e-18]], [[5.204170427930421e-18]], [[-6.938893903907228e-18]], [[-3.469446951953614e-18]], [[2.7647155398380363e-18]], [[3.469446951953614e-18]], [[-6.938893903907228e-18]], [[-1.0408340855860843e-17]], [[-1.3877787807814457e-17]], [[0.0]], [[-1.3877787807814457e-17]], [[-3.469446951953614e-18]], [[-1.734723475976807e-17]], [[-6.938893903907228e-18]], [[6.938893903907228e-18]], [[1.3877787807814457e-17]], [[-1.3877787807814457e-17]], [[-6.938893903907228e-18]], [[-1.3877787807814457e-17]], [[-6.938893903907228e-18]], [[0.0]], [[-6.938893903907228e-18]], [[-6.938893903907228e-18]], [[0.0]], [[7.806255641895632e-18]], [[1.214306433183765e-17]], [[5.204170427930421e-18]], [[6.938893903907228e-18]], [[1.3877787807814457e-17]], [[1.3877787807814457e-17]], [[0.0]], [[0.0]], [[1.3877787807814457e-17]], [[1.3877787807814457e-17]], [[1.3877787807814457e-17]], [[1.3877787807814457e-17]], [[0.0]], [[1.3877787807814457e-17]], [[1.3877787807814457e-17]], [[1.3877787807814457e-17]], [[1.3877787807814457e-17]], [[1.3877787807814457e-17]], [[2.7755575615628914e-17]], [[1.3877787807814457e-17]], [[1.3877787807814457e-17]], [[0.0]], [[1.3877787807814457e-17]], [[2.7755575615628914e-17]], [[1.3877787807814457e-17]], [[1.3877787807814457e-17]], [[0.0]], [[4.163336342344337e-17]], [[4.85722573273506e-17]], [[6.938893903907228e-18]], [[3.469446951953614e-17]], [[3.469446951953614e-17]], [[2.0816681711721685e-17]], [[-1.3877787807814457e-17]], [[0.0]], [[0.0]], [[0.0]], [[0.0]], [[-2.7755575615628914e-17]], [[8.326672684688674e-17]], [[0.0]], [[5.551115123125783e-17]], [[2.7755575615628914e-17]], [[1.3877787807814457e-17]], [[6.938893903907228e-17]], [[1.3877787807814457e-17]], [[-5.551115123125783e-17]], [[-2.7755575615628914e-17]], [[6.938893903907228e-18]], [[6.245004513516506e-17]], [[1.3877787807814457e-17]], [[0.0]], [[4.163336342344337e-17]], [[3.469446951953614e-17]], [[6.938893903907228e-18]], [[6.938893903907228e-17]], [[0.0]], [[1.3877787807814457e-17]], [[1.3877787807814457e-17]], [[1.249000902703301e-16]], [[2.7755575615628914e-17]], [[3.469446951953614e-17]], [[4.163336342344337e-17]], [[6.938893903907228e-17]], [[-1.3877787807814457e-17]], [[2.42861286636753e-17]], [[5.898059818321144e-17]], [[0.0]], [[5.551115123125783e-17]], [[-2.0816681711721685e-17]], [[-3.2959746043559335e-17]], [[-3.2959746043559335e-17]], [[-1.0408340855860843e-17]], [[5.551115123125783e-17]], [[1.734723475976807e-17]], [[2.2551405187698492e-17]], [[1.734723475976807e-17]], [[-1.734723475976807e-18]], [[3.0357660829594124e-18]], [[-3.3881317890172014e-21]]], [[[5.037314841631203e-06]], [[0.0018728215563307846]], [[0.003547360589045926]], [[0.00505021627030542]], [[0.006332537698580599]], [[0.0074945029350892145]], [[0.008538994678846069]], [[0.009455972886719819]], [[0.010233624800101485]], [[0.010908958912816173]], [[0.011496842371771322]], [[0.012006931281841073]], [[0.012443137518449165]], [[0.012815736966241043]], [[0.01312311311669078]], [[0.01337518199621945]], [[0.013576106812778519]], [[0.013728080708209175]], [[0.013842157294411121]], [[0.013912376530088855]], [[0.013946661311955856]], [[0.013940018888914562]], [[0.013917721606106756]], [[0.013852456441921759]], [[0.013765433423802155]], [[0.013651456166405547]], [[0.013516562284813405]], [[0.013362749973216856]], [[0.013190957705215186]], [[0.013006168621443737]], [[0.012808720222827264]], [[0.012601961232116966]], [[0.012385049608514644]], [[0.012157630648361584]], [[0.011918923443226884]], [[0.011668192803567054]], [[0.011404732579124287]], [[0.01112791259413667]], [[0.01083689662644728]], [[0.010531153943447486]], [[0.010209854007740927]], [[0.009872332274957912]], [[0.009517972817845392]], [[0.009145880527413074]], [[0.008755601429547507]], [[0.008346244128657643]], [[0.007917169979697457]], [[0.00746777415662345]], [[0.006997120379299147]], [[0.0065048080309542435]], [[0.005989903459625939]], [[0.005883017512974946]], [[0.005774984527816629]], [[0.005665901664849133]], [[0.005555866084770737]], [[0.005444974948279658]], [[0.00533332541607408]], [[0.005221014648852228]], [[0.00510813980731234]], [[0.00499405032132118]], [[0.004878207047341935]], [[0.004761605447645256]], [[0.004643994397647332]], [[0.004525365621945315]], [[0.004407065579226177]], [[0.004284304340095279]], [[0.00415723674609547]], [[0.003987698616688813]], [[0.0037575652638707803]], [[0.0034217944922882854]], [[0.0029636513952074773]], [[0.002352313828288351]], [[0.0016497453066636673]], [[0.0008646172646898324]], [[5.425035318157995e-05]], [[2.3491588148197295e-05]], [[1.6791090934315574e-05]], [[1.1408367553608287e-05]], [[7.158245026195678e-06]], [[3.923709952426135e-06]], [[1.593156505228302e-06]], [[1.7049568759087454e-07]], [[-0.00048129771898126894]], [[-0.001129180059949192]], [[-0.0018735627494845739]], [[-0.0025072832626352043]], [[-0.002996927162368393]], [[-0.003001760959543069]], [[-0.0007304652293076263]], [[-1.5225490556850137e-05]], [[-1.2557549960054773e-05]], [[-1.3118461482908642e-05]], [[-1.37961229194428e-05]], [[-1.4747599886783327e-05]], [[-2.208456665089842e-05]], [[-2.412136416696936e-05]], [[-1.5514461256411458e-05]], [[-1.1721636388033543e-05]], [[-1.0115789521359525e-05]], [[-1.3098190717129171e-05]], [[-1.8404450216686166e-05]], [[-2.6507698111865458e-05]], [[-3.400414438146232e-05]], [[-0.000511261342174843]], [[-0.0008257540058169508]], [[-0.0009274894870893412]], [[-0.0008966233281725508]], [[-0.0007889161178600106]], [[-0.0006486471342975614]], [[-0.0005044837630023974]], [[-0.0003470475569126649]], [[-0.0002157338438285722]], [[-0.00010653007055545782]], [[-4.2520304872575854e-05]], [[-4.175791656994832e-05]], [[-4.111751826308546e-05]], [[-4.07339478903368e-05]], [[-0.0001174032828095764]], [[-0.0003602365640455289]], [[-0.0007333652418649687]], [[-0.0012590496497086557]], [[-0.0019692342864577163]], [[-0.00285803384893241]], [[-0.0038140486090625716]], [[-0.004684765695863152]], [[-0.004855756428134947]], [[-0.005071839912133377]], [[-0.0053296275616266375]], [[-0.005612629917594786]], [[-0.005901494167268637]], [[-0.0060233807173894205]], [[-0.00603829896215366]], [[-0.0061036547819191544]], [[-0.006200592640728725]], [[-0.006309980436492751]], [[-0.006413059824829523]], [[-0.00651046306913354]], [[-0.006600362541156937]], [[-0.006686053277271828]], [[-0.0067685790092085335]], [[-0.006850274641991505]], [[-0.006932501498384203]], [[-0.007016407594732377]], [[-0.007102612342160156]], [[-0.007190363392834409]], [[-0.007279676860036652]], [[-0.007370720925091723]], [[-0.007463442492872431]], [[-0.007557697173452761]], [[-0.007653367372381946]], [[-0.008146023863814592]], [[-0.008663815938753046]], [[-0.009198270665752614]], [[-0.009739285176404266]], [[-0.01028032374793756]], [[-0.010812214017375268]], [[-0.011323996996831093]], [[-0.01181150679125735]], [[-0.012261852988615998]], [[-0.01267718810624624]], [[-0.013057761725005057]], [[-0.013406795901162435]], [[-0.013726899981233456]], [[-0.014020602703998575]], [[-0.014290543078044365]], [[-0.014539174174040104]], [[-0.014769348418700673]], [[-0.014983173430240061]], [[-0.015183809445184854]], [[-0.015373417904439683]], [[-0.015554970899906886]], [[-0.015730249354284916]], [[-0.015900333424919505]], [[-0.01605925755635243]], [[-0.01620394071575295]], [[-0.01633044384517015]], [[-0.01643024167769723]], [[-0.01650759620582682]], [[-0.016535673819542906]], [[-0.016545567619031497]], [[-0.01650461223725072]], [[-0.016421001314125293]], [[-0.01627833974097099]], [[-0.01608619063257123]], [[-0.015829708254695547]], [[-0.015508729780829525]], [[-0.015119586481111807]], [[-0.014652093666498632]], [[-0.01410863941970121]], [[-0.013478825605713618]], [[-0.01276085353249917]], [[-0.011950473144181307]], [[-0.011038208962622014]], [[-0.009969972846242046]], [[-0.008762737462346631]], [[-0.0074204356073437035]], [[-0.0059310628831421835]], [[-0.004174915936742742]], [[-0.0022054375757723367]], [[5.037314841631877e-06]]], [[[6.628176459505624e-05]], [[0.021017913871025227]], [[0.03980944097459122]], [[0.05667433626304082]], [[0.0710639833567511]], [[0.08410294349810721]], [[0.09582328934811403]], [[0.10611211471051356]], [[0.11483713590122692]], [[0.12241342713491807]], [[0.12900806063511425]], [[0.13472946483645012]], [[0.13962184770628672]], [[0.14380083653667713]], [[0.14717332865961236]], [[0.14989360166734064]], [[0.15204283642344005]], [[0.15365015411727595]], [[0.15484588561236928]], [[0.1555363429995324]], [[0.15586551367844678]], [[0.1557409714371772]], [[0.15541412364216983]], [[0.15462896918639785]], [[0.15359823790540128]], [[0.15226711983683852]], [[0.15069993820254873]], [[0.14891845466944795]], [[0.14693198600715077]], [[0.14479447471645618]], [[0.14250902002896507]], [[0.14011165592860883]], [[0.13759518803813622]], [[0.13495637553817402]], [[0.13218958481765286]], [[0.1292876607148269]], [[0.12624501510856703]], [[0.12305656016898535]], [[0.11971447523168527]], [[0.11621524440515185]], [[0.11255108428393981]], [[0.10871668246589015]], [[0.10470704016169338]], [[0.10051395735263696]], [[0.09613441338643285]], [[0.09156023210819939]], [[0.0867862690397916]], [[0.08180759466271678]], [[0.07661574749076644]], [[0.07120804606456874]], [[0.06557604555950071]], [[0.06440996966516377]], [[0.06323256355780071]], [[0.062044793559670686]], [[0.06084762599303319]], [[0.05964202718014729]], [[0.05842896344327243]], [[0.0572094011046677]], [[0.05598430648659247]], [[0.05474729399936089]], [[0.053493068147667466]], [[0.05223141898623546]], [[0.050959887474198835]], [[0.049678399073940574]], [[0.04839852461618504]], [[0.04707912370395256]], [[0.0457216420936772]], [[0.04399804333987668]], [[0.04175310051103697]], [[0.03840143173205585]], [[0.03338895738499617]], [[0.02695674740391834]], [[0.019870256593639474]], [[0.012261388519691246]], [[0.004660933276055476]], [[0.003408734620221848]], [[0.002511869109475936]], [[0.0017720434883921137]], [[0.0011669694606279441]], [[0.0006834371163082983]], [[0.0003077485724231866]], [[4.028737683333403e-05]], [[-0.004837498780204668]], [[-0.011349331083882083]], [[-0.018831083460051235]], [[-0.025200575955975944]], [[-0.03012196177244626]], [[-0.030170546020852337]], [[-0.009777090703829806]], [[-0.0023156220436655077]], [[-0.0019802391404299697]], [[-0.002064655262601473]], [[-0.002155359839026279]], [[-0.002278026369139134]], [[-0.0031832000946034663]], [[-0.003428247890482544]], [[-0.0023486989918765186]], [[-0.0018567293912132767]], [[-0.0016472020711972976]], [[-0.0020689399508553967]], [[-0.0027900233298745938]], [[-0.0038552331739845]], [[-0.004826519619954027]], [[-0.009357228739735688]], [[-0.012367918025149971]], [[-0.013441187822075807]], [[-0.01328992009215735]], [[-0.012427156586096683]], [[-0.011260245577863155]], [[-0.01005143631610141]], [[-0.008709077348695825]], [[-0.007584602866883606]], [[-0.006629854435300259]], [[-0.006024511627341144]], [[-0.0059238110168319605]], [[-0.005834600418600865]], [[-0.005774121726724667]], [[-0.006379758949356343]], [[-0.008395080553812285]], [[-0.011596567622051726]], [[-0.016268498653960822]], [[-0.02291613055923751]], [[-0.03207255843119059]], [[-0.03993233716815818]], [[-0.04708634062769093]], [[-0.048804959740496985]], [[-0.05097680379676468]], [[-0.05356781428942813]], [[-0.05641225650845377]], [[-0.05931561632158508]], [[-0.06087509221586755]], [[-0.061555836846668974]], [[-0.06260505218503969]], [[-0.06387488425902717]], [[-0.06522026562422406]], [[-0.06649318355977418]], [[-0.06770229845930388]], [[-0.0688354654093008]], [[-0.06992261671219283]], [[-0.07097379326307507]], [[-0.07201120690470711]], [[-0.07304794570651305]], [[-0.07409519247416405]], [[-0.07515744951161382]], [[-0.07622985242837327]], [[-0.07731227071583283]], [[-0.07840564781275831]], [[-0.07950967303394184]], [[-0.08062328627692517]], [[-0.08174552770191279]], [[-0.08741446552303384]], [[-0.09321949482241743]], [[-0.09909894615104015]], [[-0.10496969680152729]], [[-0.11078226951841164]], [[-0.1164650594732686]], [[-0.1219319647390304]], [[-0.1271519530737345]], [[-0.13202275817993978]], [[-0.13656328906412052]], [[-0.14077606868663362]], [[-0.14468706512667662]], [[-0.14831886675596145]], [[-0.1516910100267151]], [[-0.15482631210042397]], [[-0.15774469721802134]], [[-0.1604691716754566]], [[-0.16301845140322307]], [[-0.1654169466700685]], [[-0.16768379015169543]], [[-0.1698436426422305]], [[-0.17190873807645843]], [[-0.17388976697818545]], [[-0.17572344448396782]], [[-0.17738103659890875]], [[-0.1788231702321233]], [[-0.17996137766841222]], [[-0.18084461001875446]], [[-0.18119748482060266]], [[-0.18133315814304388]], [[-0.1809186522910824]], [[-0.18006218190841938]], [[-0.1785640399055454]], [[-0.17654285829432112]], [[-0.17383899911088999]], [[-0.17045326310312225]], [[-0.16633344301331082]], [[-0.1613569020417957]], [[-0.15553476789015547]], [[-0.14874053932978604]], [[-0.14093849670994354]], [[-0.13207652630028813]], [[-0.12203397105971878]], [[-0.11024435300622683]], [[-0.09688403050077786]], [[-0.08201850644720435]], [[-0.06553966951356796]], [[-0.04612355055407122]], [[-0.024351978664601894]], [[6.628176459506226e-05]]], [[[0.00017846327256128223]], [[0.04365487926189311]], [[0.08266073848820363]], [[0.11766646921043886]], [[0.14752398153017715]], [[0.17457603748161118]], [[0.198882310421072]], [[0.22020150187644663]], [[0.23826479610342483]], [[0.25392509928573226]], [[0.2675323151615092]], [[0.27930843072643763]], [[0.2893494473434235]], [[0.2979025863338945]], [[0.30464340458043315]], [[0.30997591204202807]], [[0.314133478820555]], [[0.31718904694519884]], [[0.31943021015055667]], [[0.3205879203508209]], [[0.32111448838578804]], [[0.3207166556660687]], [[0.3198252424438285]], [[0.3180511003241212]], [[0.31576424028508193]], [[0.3128609070373913]], [[0.30946476906761605]], [[0.3056190599330303]], [[0.3013396849390237]], [[0.2967328679814858]], [[0.29180310556268674]], [[0.28662073006169014]], [[0.28117714190255605]], [[0.27546769514317243]], [[0.26948946966029996]], [[0.26323070391685555]], [[0.2566863534130705]], [[0.2498514250497506]], [[0.24271408794322932]], [[0.2352738806876195]], [[0.22751897539273477]], [[0.219444364200091]], [[0.21104504035384813]], [[0.20230917409338167]], [[0.19323630621958215]], [[0.18381460661757665]], [[0.1740390721836807]], [[0.1639046850258106]], [[0.15339963447565766]], [[0.14252343821646302]], [[0.13126428421863265]], [[0.1289418492492133]], [[0.12660025216784423]], [[0.12424114818772765]], [[0.12186619252206607]], [[0.11947704038406164]], [[0.11707534698691685]], [[0.11466276754383384]], [[0.11224095726801504]], [[0.10979924559817437]], [[0.10732877205486578]], [[0.10484595763152094]], [[0.10234671185129879]], [[0.09983093154168948]], [[0.09731269256862987]], [[0.0947420281344122]], [[0.0921211173540087]], [[0.08905064428279535]], [[0.08534370430046537]], [[0.07976152840434911]], [[0.0705379099525098]], [[0.059311516609300896]], [[0.04761570965950134]], [[0.035756891321455014]], [[0.02446613738557673]], [[0.0193770289550427]], [[0.015050618193539375]], [[0.011267098435427215]], [[0.007946662559829952]], [[0.005052799622903264]], [[0.0025331984345727107]], [[0.0003881563565948026]], [[-0.008446111444082801]], [[-0.019815553348047663]], [[-0.03287844333258682]], [[-0.04399936468206014]], [[-0.05259194009217281]], [[-0.0526767665686453]], [[-0.026841507344746916]], [[-0.014251623499878026]], [[-0.012874802089967927]], [[-0.013385634078442864]], [[-0.013823177074005205]], [[-0.014362877907391965]], [[-0.017876241504279317]], [[-0.018752310599160875]], [[-0.014349023120606642]], [[-0.012150036542072633]], [[-0.011199393001085233]], [[-0.013483954513126475]], [[-0.017082661089373525]], [[-0.022005720574598545]], [[-0.026334748140732347]], [[-0.03323648749954181]], [[-0.03793874034166618]], [[-0.0400191086397464]], [[-0.040392311181470054]], [[-0.039757334194736996]], [[-0.038666804442458104]], [[-0.03747700125975367]], [[-0.03603587542444813]], [[-0.034795939647443916]], [[-0.03364637927739968]], [[-0.032758454218486326]], [[-0.03228761242038951]], [[-0.03181850888644484]], [[-0.031425370857860416]], [[-0.03179116557058677]], [[-0.0337208700233286]], [[-0.037213090632192206]], [[-0.04286622492937961]], [[-0.051912040613538005]], [[-0.06657048832182952]], [[-0.07470796691586741]], [[-0.08221117947624482]], [[-0.08521183109730349]], [[-0.0890037983456404]], [[-0.09352761620444251]], [[-0.09849391740051813]], [[-0.1035630867498365]], [[-0.10732986758079396]], [[-0.11017557314134543]], [[-0.11323230218111943]], [[-0.11637197427939491]], [[-0.1194887519561771]], [[-0.12245073226020023]], [[-0.1252802337963673]], [[-0.1279754846037111]], [[-0.1305787990757895]], [[-0.13310630464528947]], [[-0.13559286072891732]], [[-0.1380594625978225]], [[-0.14052452411097152]], [[-0.14299052584552596]], [[-0.14545739599899604]], [[-0.1479239936490006]], [[-0.15038963407425887]], [[-0.1528544709381156]], [[-0.15531787450586113]], [[-0.15777886230630217]], [[-0.16991594193594137]], [[-0.1819267828196343]], [[-0.1937770520721746]], [[-0.20537912910976053]], [[-0.21669724466665805]], [[-0.22767064835589046]], [[-0.23822408090805233]], [[-0.2483371999579922]], [[-0.2579166648016183]], [[-0.26698697995782583]], [[-0.27555259549970684]], [[-0.28363881825929305]], [[-0.2912737289390215]], [[-0.2984730810620399]], [[-0.3052651383058659]], [[-0.311669916295798]], [[-0.31770990260797494]], [[-0.323410070758508]], [[-0.3287900840840584]], [[-0.33387525590069506]], [[-0.3386923728314247]], [[-0.3432451057492602]], [[-0.3475516014475399]], [[-0.35149098496078784]], [[-0.35502006001483327]], [[-0.3580707636560423]], [[-0.3604799529659305]], [[-0.362352182805675]], [[-0.3631889142338423]], [[-0.36353890819222123]], [[-0.3628062491069702]], [[-0.3612606127314151]], [[-0.35844429581365406]], [[-0.354634712771669]], [[-0.3495205968615859]], [[-0.3431109553669766]], [[-0.3352667668666544]], [[-0.3257106261189996]], [[-0.31442176699671376]], [[-0.30111067013320325]], [[-0.2856598952638502]], [[-0.2679491175414043]], [[-0.2476883149052171]], [[-0.22381712730644754]], [[-0.19666147479915377]], [[-0.16641681508372638]], [[-0.1329335521822446]], [[-0.09352283111954279]], [[-0.04933998996860265]], [[0.0001784632725612895]]], [[[0.00029996199543164093]], [[0.05568714545651428]], [[0.10536115221613516]], [[0.14993744270991194]], [[0.18792262420708147]], [[0.22232879121319862]], [[0.25320850611617574]], [[0.2802305877282251]], [[0.30307190284897906]], [[0.32278824400894246]], [[0.33983487822436764]], [[0.3544824840440215]], [[0.36686657588539895]], [[0.3773262927876343]], [[0.3855710711734561]], [[0.39207679731559497]], [[0.39710124386747286]], [[0.40074705727993504]], [[0.40339275890699633]], [[0.40463656138949383]], [[0.40517675007186216]], [[0.4045590189280487]], [[0.4032555680267627]], [[0.40088868322021975]], [[0.3978693036512542]], [[0.39407402269815]], [[0.389651630397138]], [[0.3846553670324155]], [[0.3791026062575997]], [[0.3731233570645972]], [[0.3667217454315038]], [[0.3599833155267754]], [[0.3529023156305865]], [[0.3454745477838031]], [[0.3377034456792102]], [[0.32957661050184767]], [[0.32109297774749446]], [[0.3122507452463386]], [[0.30303849342572603]], [[0.2934611978719048]], [[0.2835073823379996]], [[0.2731755930825373]], [[0.2624638491849636]], [[0.25136137387556573]], [[0.23987231121888236]], [[0.2279858434185023]], [[0.2157002431220982]], [[0.2030133892813819]], [[0.18991498629960443]], [[0.17640855746636872]], [[0.1624837762218975]], [[0.15961885861827915]], [[0.15673318838045475]], [[0.15382857900390903]], [[0.1509068439841267]], [[0.14796979681659236]], [[0.14501925099679083]], [[0.1420570200202066]], [[0.13908491738232437]], [[0.13609151560885588]], [[0.13306731407905592]], [[0.13002996068200945]], [[0.12697509365032378]], [[0.12390262409658499]], [[0.12082231257980156]], [[0.11769962233708132]], [[0.11453664781284706]], [[0.11105613105170413]], [[0.10713114383849097]], [[0.10174735266466514]], [[0.09334738056304885]], [[0.083471477131116]], [[0.07329436552548038]], [[0.06304568332718295]], [[0.05319309281590014]], [[0.044835896400612495]], [[0.03684786750736012]], [[0.029199302891133132]], [[0.02182842420452868]], [[0.014751856959871353]], [[0.007915529634866431]], [[0.0013151958228516116]], [[-0.009411447614719836]], [[-0.022080343543476523]], [[-0.0366362377677315]], [[-0.049028208842339244]], [[-0.05860286031162104]], [[-0.0586973819083283]], [[-0.04567798489546391]], [[-0.03582873021747608]], [[-0.03403102022732114]], [[-0.03529417057737296]], [[-0.03610199641951192]], [[-0.03693778118334121]], [[-0.040790056124722536]], [[-0.041462529517276435]], [[-0.03581659953644167]], [[-0.03229459406706554]], [[-0.030724981571030104]], [[-0.03571550401666657]], [[-0.04273131145265914]], [[-0.051155669293834846]], [[-0.05804795682265031]], [[-0.06424506776654633]], [[-0.06870040659362678]], [[-0.07135838397253573]], [[-0.0728015593775151]], [[-0.07347638285004825]], [[-0.07372610387247364]], [[-0.07378889004048297]], [[-0.0735024976740404]], [[-0.07315106856833783]], [[-0.07257859489196666]], [[-0.07189919845841657]], [[-0.07107597112043626]], [[-0.07009015372106354]], [[-0.06905116727553699]], [[-0.06827516793576337]], [[-0.06812831237847407]], [[-0.06887189078462569]], [[-0.07101793493662752]], [[-0.07562002011217857]], [[-0.08476672711892959]], [[-0.08806933064888141]], [[-0.09160738809894199]], [[-0.09495099488516345]], [[-0.09917635958118087]], [[-0.1042172207015344]], [[-0.10975113815635693]], [[-0.11539968093217798]], [[-0.12060648986329338]], [[-0.1253798605637087]], [[-0.12997033685774226]], [[-0.13436097163290703]], [[-0.1385764067826385]], [[-0.142592007501791]], [[-0.14643960339927578]], [[-0.15013601086194414]], [[-0.15371876262775927]], [[-0.15720447211240307]], [[-0.1606281907383635]], [[-0.1640115186379463]], [[-0.167373899999131]], [[-0.17071289630697334]], [[-0.17403657069352507]], [[-0.1773427689322191]], [[-0.18062847312291402]], [[-0.18389452761138556]], [[-0.1871414115268861]], [[-0.19036870058573518]], [[-0.20605831860604978]], [[-0.2212554361566085]], [[-0.23599271412128442]], [[-0.2502281270531641]], [[-0.26397076220881316]], [[-0.27721507252595834]], [[-0.28994978959133794]], [[-0.30218496737164313]], [[-0.3138989955275308]], [[-0.32511095036100346]], [[-0.3358258341399334]], [[-0.3460524751305991]], [[-0.35581118074129003]], [[-0.3651017547902258]], [[-0.37394449923900946]], [[-0.38234743377575636]], [[-0.3903185194325959]], [[-0.39787813459130533]], [[-0.40502599195220584]], [[-0.41178247351892827]], [[-0.41816169449406915]], [[-0.42415064033996536]], [[-0.4297690305312227]], [[-0.4348721360315413]], [[-0.4394185655654001]], [[-0.4433331356752875]], [[-0.4464256627233103]], [[-0.4488311089792201]], [[-0.4499768109195209]], [[-0.4504761841429937]], [[-0.44965113658066913]], [[-0.447880236384863]], [[-0.44454804696020384]], [[-0.44003165500204594]], [[-0.43395274859687627]], [[-0.42632872240634434]], [[-0.41695837739163033]], [[-0.4054714072570244]], [[-0.39180580518525726]], [[-0.3755725764769615]], [[-0.3565876021555364]], [[-0.33468843785389096]], [[-0.30947517586384854]], [[-0.2796973104382539]], [[-0.24573542182966535]], [[-0.2078857209798944]], [[-0.16601938346625267]], [[-0.11677544546641846]], [[-0.061576170061833135]], [[0.0002999619954316434]]], [[[0.0003717728222645991]], [[0.05789738210232562]], [[0.10945339499891017]], [[0.15571463851440745]], [[0.1950971719254484]], [[0.23075825072695905]], [[0.262726946581307]], [[0.29063410829720965]], [[0.3141637159770965]], [[0.33437892214721293]], [[0.3517625151039274]], [[0.3665818947899522]], [[0.37899182528842307]], [[0.389370707570889]], [[0.39771138680966706]], [[0.40437421294369574]], [[0.40951024930757635]], [[0.4132274020436169]], [[0.41591896290212005]], [[0.4171584714645442]], [[0.41769089069794735]], [[0.4170312945637259]], [[0.41565241137386744]], [[0.4131871660804068]], [[0.41004817895022355]], [[0.4061097102976901]], [[0.40152371779340745]], [[0.3963448279084265]], [[0.39059042014541623]], [[0.38439372687700435]], [[0.3777586966286543]], [[0.3707728854302203]], [[0.3634313673639662]], [[0.3557301420350389]], [[0.3476741506778458]], [[0.3392510922004626]], [[0.3304609130472182]], [[0.3213026412665217]], [[0.3117651956107836]], [[0.3018548001712922]], [[0.2915603035374455]], [[0.28088116560287474]], [[0.26981619874617396]], [[0.25835511106148984]], [[0.2465031054251012]], [[0.23424983968538593]], [[0.2215944363781025]], [[0.2085355399622253]], [[0.19506344495062444]], [[0.18118260605989644]], [[0.1668832796729305]], [[0.16394278248459876]], [[0.160981566656238]], [[0.15800144742345576]], [[0.15500424001248336]], [[0.1519917596425697]], [[0.14896582152880092]], [[0.14592824088525705]], [[0.14288083292839113]], [[0.13981221825115037]], [[0.13671293477001636]], [[0.1336005707568113]], [[0.13047078707359794]], [[0.1273234990971622]], [[0.12416719165510859]], [[0.12097187339808739]], [[0.11773957337900537]], [[0.11422907032269765]], [[0.110330935835018]], [[0.10578803297723441]], [[0.10052612887098446]], [[0.0942994716740756]], [[0.08731324470120562]], [[0.07955417185990621]], [[0.07122809556460198]], [[0.0623805819274038]], [[0.05306612106469065]], [[0.04341245311971437]], [[0.03344212663561271]], [[0.023267444580116745]], [[0.012872477879291647]], [[0.0022467381704079983]], [[-0.009407663866851539]], [[-0.022137786301330946]], [[-0.03676330655484825]], [[-0.049219465877594966]], [[-0.05885015017289138]], [[-0.05897027395319023]], [[-0.05688905032719122]], [[-0.05238773085299915]], [[-0.05112763060699983]], [[-0.05295707659850404]], [[-0.053894726912143504]], [[-0.05468385920282713]], [[-0.056232495299903915]], [[-0.055965767536880574]], [[-0.05214543872584282]], [[-0.04864366454411193]], [[-0.047026018869875466]], [[-0.0537007793517007]], [[-0.06229001494740237]], [[-0.07137213497375511]], [[-0.07818811424315338]], [[-0.08346838600628377]], [[-0.08747644715361443]], [[-0.09038875960804249]], [[-0.09255410772288268]], [[-0.0941788718524579]], [[-0.09540624027965094]], [[-0.09636843037858887]], [[-0.09690345155697314]], [[-0.0971715648888003]], [[-0.09700105692345862]], [[-0.09656197614954662]], [[-0.0956541870966043]], [[-0.0943729530630018]], [[-0.09281520777966144]], [[-0.09116507439945734]], [[-0.08960507695099781]], [[-0.08832507416451363]], [[-0.08750568358127801]], [[-0.0873579203500535]], [[-0.08796634580497477]], [[-0.08956443654404311]], [[-0.09203913700216196]], [[-0.09539266655372233]], [[-0.09963482626724719]], [[-0.10470017123800376]], [[-0.11026334868196244]], [[-0.11594251780811635]], [[-0.12140165344543234]], [[-0.12655621799917846]], [[-0.13143345684479538]], [[-0.13604449415351294]], [[-0.14044600054740963]], [[-0.14464060888076283]], [[-0.14866185685338204]], [[-0.1525308461341239]], [[-0.15628313384238546]], [[-0.15993510800508362]], [[-0.16352113667198018]], [[-0.1670625202005311]], [[-0.17057855409809478]], [[-0.17406562385402796]], [[-0.17753365331469795]], [[-0.18098028046823564]], [[-0.18440196845806256]], [[-0.18779971627767128]], [[-0.19117426962189374]], [[-0.19452535227605044]], [[-0.21077368291489743]], [[-0.22644843865823058]], [[-0.24159830789714415]], [[-0.2561935138103529]], [[-0.27025414172286705]], [[-0.2837885285423696]], [[-0.2968016008828482]], [[-0.3093107840997664]], [[-0.32131280894808667]], [[-0.3328249999002631]], [[-0.3438523925870102]], [[-0.3543995211807369]], [[-0.36448433069121194]], [[-0.37410265101848517]], [[-0.3832723748450554]], [[-0.39199836264515936]], [[-0.4002847863028874]], [[-0.40815045298467495]], [[-0.41559010550254527]], [[-0.4226224707231489]], [[-0.42925820899537676]], [[-0.4354804157943935]], [[-0.44130879143892204]], [[-0.4465956768678711]], [[-0.45130099451598793]], [[-0.4553493535190864]], [[-0.4585477937307455]], [[-0.4610360456707809]], [[-0.4622349056277932]], [[-0.46276111730657477]], [[-0.4619302397297014]], [[-0.460140101985553]], [[-0.4567487668091667]], [[-0.4521503131511741]], [[-0.4459575999208517]], [[-0.43818975077685296]], [[-0.4286342564977865]], [[-0.41690536588519794]], [[-0.40293207991213764]], [[-0.3863087091747654]], [[-0.3668383455642925]], [[-0.344352350677954]], [[-0.31843015346726744]], [[-0.28779918042864083]], [[-0.25284828097343187]], [[-0.2138914491001002]], [[-0.17080772861463547]], [[-0.1201386433915796]], [[-0.06334335821193761]], [[0.00037177282226459737]]], [[[0.0004020999948304102]], [[0.057992251222120234]], [[0.10961362086488534]], [[0.15593265428801398]], [[0.1953567257775744]], [[0.23105395200113016]], [[0.26305326524613665]], [[0.2911381813234179]], [[0.31465659226739673]], [[0.33483112402531584]], [[0.35214900581874176]], [[0.36687397801842314]], [[0.3791658894088033]], [[0.3894125422334954]], [[0.3976545136335922]], [[0.4042353886813614]], [[0.4092906943845297]], [[0.41293211408769476]], [[0.41555808039798386]], [[0.4167213561021896]], [[0.41721010806551084]], [[0.41651106433522234]], [[0.4150714838251858]], [[0.41256420592660337]], [[0.40938188039492346]], [[0.40540153882695185]], [[0.4007724128822073]], [[0.39554859019654576]], [[0.38974645651286666]], [[0.3834976466721486]], [[0.3768055117683588]], [[0.3697563249181165]], [[0.3623468640864684]], [[0.35457362173837703]], [[0.3464440668391232]], [[0.33794676533822865]], [[0.329083601450909]], [[0.31985527034873457]], [[0.31025201409551056]], [[0.3002821642128705]], [[0.28993590986321444]], [[0.27921459989843267]], [[0.2681187517791048]], [[0.25663972002090696]], [[0.24478457888378113]], [[0.23254462715836996]], [[0.21992071934497287]], [[0.20691348150674316]], [[0.1935151089906728]], [[0.17973367255487674]], [[0.16556121205958682]], [[0.16264998588741605]], [[0.15971939288246328]], [[0.15677111941462127]], [[0.15380684962792915]], [[0.1508282660089531]], [[0.14783705005602768]], [[0.14483488302870054]], [[0.14182344674978029]], [[0.13879211403899766]], [[0.13573234396456144]], [[0.13266063982374748]], [[0.1295729353208316]], [[0.12646889571241787]], [[0.1233536586199467]], [[0.12020712275197026]], [[0.11703082299695695]], [[0.11366138739073539]], [[0.11002311125496951]], [[0.1060578144521761]], [[0.10201323622875025]], [[0.09750475351080429]], [[0.09249457651108939]], [[0.0869276363659844]], [[0.08080039469173533]], [[0.074104412 | 4D array with the moment coefficients of the airfoils. Dimension 0 is along the blade span for n_span stations, dimension 1 is along the angles of attack, dimension 2 is along the Reynolds number, dimension 3 is along the number of tabs, which may describe multiple sets at the same station, for example in presence of a flap.
af_3d.r_blade | intermediate | m | [1.5, 3.620689655172414, 5.741379310344827, 7.862068965517241, 9.982758620689655, 12.10344827586207, 14.224137931034482, 16.344827586206897, 18.46551724137931, 20.586206896551726, 22.70689655172414, 24.827586206896548, 26.948275862068964, 29.06896551724138, 31.189655172413794, 33.310344827586206, 35.43103448275861, 37.551724137931025, 39.672413793103445, 41.793103448275865, 43.91379310344828, 46.03448275862069, 48.1551724137931, 50.27586206896552, 52.39655172413793, 54.51724137931034, 56.63793103448276, 58.75862068965517, 60.87931034482758, 63.0] | 1D array of the dimensional spanwise grid defined along the rotor (hub radius to blade tip projected on the plane)
af_3d.rotor_radius | intermediate | m | 63 | Scalar of the rotor radius, defined ignoring prebend and sweep curvatures, and cone and uptilt angles.
af_3d.r_thick | intermediate |  | [1.0, 0.989644284867579, 0.8725431227357069, 0.6848030945693581, 0.5017712241540202, 0.3987351373214435, 0.36623504443467997, 0.34586023801070664, 0.33129767634304697, 0.3197641388855598, 0.3084030557720048, 0.2944051296876956, 0.27733730258101197, 0.26020527716117003, 0.24611864861141383, 0.23464381546713864, 0.22434731219913395, 0.21431101965841373, 0.2028777183810298, 0.18938787997289533, 0.18061066859928146, 0.18, 0.18, 0.18, 0.18, 0.18, 0.18, 0.18, 0.18, 0.18] | 1D array of the relative thicknesses of the blade defined along span.
af_3d.chord | intermediate | m | [3.542, 3.5829065688610924, 3.8701677888975055, 4.113082662273744, 4.386184316700438, 4.5705983562554815, 4.6343256119198495, 4.646781924312676, 4.545529346958071, 4.426741607305162, 4.320291925514559, 4.205548041683577, 4.080209090674618, 3.9498741541952938, 3.8144707942245812, 3.6834791267944174, 3.5568910997434435, 3.4298965523912854, 3.3026551714743477, 3.1754137920031074, 3.0481724135647097, 2.9209310350823983, 2.793689656426132, 2.666448158844707, 2.5392068063848345, 2.416417405464169, 2.280796764281841, 2.1030278893097076, 1.5245990923819477, 1.419] | 1D array of the chord values defined along blade span.
blade.compute_coord_xy_dim.chord | intermediate | m | [3.542, 3.5829065688610924, 3.8701677888975055, 4.113082662273744, 4.386184316700438, 4.5705983562554815, 4.6343256119198495, 4.646781924312676, 4.545529346958071, 4.426741607305162, 4.320291925514559, 4.205548041683577, 4.080209090674618, 3.9498741541952938, 3.8144707942245812, 3.6834791267944174, 3.5568910997434435, 3.4298965523912854, 3.3026551714743477, 3.1754137920031074, 3.0481724135647097, 2.9209310350823983, 2.793689656426132, 2.666448158844707, 2.5392068063848345, 2.416417405464169, 2.280796764281841, 2.1030278893097076, 1.5245990923819477, 1.419] | 1D array of the chord values defined along blade span.
blade.compute_coord_xy_dim.pitch_axis | intermediate |  | [0.5, 0.4915122797251875, 0.4676395111012256, 0.4437667424772636, 0.4198939738533017, 0.4, 0.4, 0.4, 0.4, 0.4, 0.4, 0.4, 0.4, 0.4, 0.4, 0.4, 0.4, 0.4, 0.4, 0.4, 0.4, 0.4, 0.4, 0.4, 0.4, 0.4, 0.4, 0.4, 0.4, 0.4] | 1D array of the chordwise position of the pitch axis (0-LE, 1-TE), defined along blade span.
blade.compute_coord_xy_dim.twist | intermediate | rad | [0.23226842, 0.23226842, 0.23226842, 0.23226842, 0.23226842, 0.23177952995161583, 0.21529632586872785, 0.19721961079680533, 0.18514807171207343, 0.17410387663620222, 0.16383607496599703, 0.15332788873648878, 0.14234850717202885, 0.13117259544518314, 0.11978974334496972, 0.10878820207054614, 0.0981606238100572, 0.08749258678908103, 0.07684918273625144, 0.0666974599028185, 0.057119320423043685, 0.04915360521180829, 0.04213652661331365, 0.03497168732047607, 0.027827774414301336, 0.02059416410129949, 0.013479022333971994, 0.006780948827297131, 0.002377764073136631, 0.00185005] | 1D array of the twist values defined along blade span. The twist is defined positive for negative rotations around the z axis (the same as in BeamDyn).
blade.compute_coord_xy_dim.coord_xy_interp | intermediate |  | [[[0.9999999999999998, 4.336808689942018e-19], [0.999310113472703, -0.022458662776405094], [0.9977156747146716, -0.04481597788321213], [0.9955181329469308, -0.06708079917920928], [0.9919396862074491, -0.08919315157447237], [0.9874356440341693, -0.11110058375506152], [0.9819915326294707, -0.1327586545797957], [0.975626529462686, -0.15412712184956692], [0.9682675382227565, -0.17512661114177105], [0.9600606107281728, -0.19575847919035488], [0.9509265666015069, -0.2159363078916257], [0.9409403354275221, -0.2356383539369196], [0.9301479657016355, -0.25483397354807125], [0.9185415472119017, -0.27346355046334336], [0.9061818532599231, -0.2915091340658063], [0.8930916444348403, -0.30892667274752666], [0.8793058160179221, -0.32568448178550335], [0.8649045992106825, -0.3417904599428264], [0.8498519199312867, -0.3571497281866142], [0.8342455035576795, -0.3717941767975284], [0.8181212017044299, -0.3856982435999456], [0.8014930485318991, -0.39881216938094055], [0.7844334870013709, -0.411156320613968], [0.7669737666731877, -0.42270396259936494], [0.7491624871044766, -0.4334540659386784], [0.7310219145418266, -0.4433631721872983], [0.7126368618751303, -0.4525063986525333], [0.694007845027337, -0.46079516407680154], [0.6751845969458387, -0.4682485934576786], [0.6562257930050002, -0.47490858582269957], [0.6371774555615161, -0.4808088426081778], [0.618038507550428, -0.48581809050568], [0.5988819912454483, -0.49006763002186154], [0.579739650495367, -0.49355633014005473], [0.5606406879428678, -0.49626787573508435], [0.5416244297290831, -0.4982520987406433], [0.5227143691038316, -0.49943314123860055], [0.5039513335119743, -0.4999223247247999], [0.4853620963160047, -0.4997380488138091], [0.46697307143353983, -0.49886883192034326], [0.44881112450742094, -0.4973536591223899], [0.4309043502757591, -0.49516304726634575], [0.413271363469139, -0.4923831822256312], [0.3959385296838809, -0.488993189490426], [0.37891769256131813, -0.4850608996009498], [0.36223201735528465, -0.48058499829206475], [0.3458913117197512, -0.4756121433781119], [0.3299202954617155, -0.47013281848769356], [0.3143240807655798, -0.4641965662803957], [0.2991074237497537, -0.457844201721311], [0.2842972618229185, -0.4510612235414027], [0.2698993229458805, -0.44387977909455717], [0.2559150188710926, -0.4363369395971797], [0.24234860887904425, -0.4284599351869233], [0.22920570242422245, -0.42027068732007816], [0.21648870045744983, -0.4117940145070322], [0.20419913639880613, -0.4030536555085155], [0.1923373779175772, -0.39407285495969185], [0.18090314103472596, -0.3848737799912002], [0.1699007465446024, -0.3754717387644647], [0.15931967390528448, -0.36589609231812326], [0.1491558741675362, -0.35616753030955783], [0.1394043080417189, -0.3463063195144983], [0.13005953149816488, -0.3363315602706393], [0.12111737925678266, -0.32625984615756204], [0.11261094866931468, -0.3160760637949729], [0.1044972827853424, -0.30582911345429314], [0.09675955375727384, -0.29554192275544366], [0.08938455682996531, -0.2852324577091274], [0.08236650339543387, -0.2749118997200268], [0.07575692236959942, -0.2645541464243929], [0.06950117317228469, -0.25420473430372753], [0.06356955827980676, -0.24388750598756093], [0.05794658337208492, -0.23361518372392842], [0.05269144884714007, -0.22336119546093497], [0.047768514971428935, -0.21315258469469006], [0.043118574375617155, -0.20302140462239798], [0.03875535749200771, -0.1929635142905562], [0.03473293759139035, -0.18296247772519303], [0.03096234160336464, -0.17305818109840526], [0.027444217361930416, -0.16325127755489982], [0.02421743855009463, -0.15353217826076873], [0.021200382231983592, -0.14393132190862676], [0.018436446787367028, -0.13443452183279775], [0.01594409751520625, -0.1250417519552673], [0.013625364061802184, -0.11578036747099697], [0.011553843096176259, -0.10663358145699245], [0.009663029267988323, -0.0976194418392808], [0.007966188852572413, -0.08873289691791561], [0.0064915665100005095, -0.07997244435331433], [0.005152828965165052, -0.07135273906847964], [0.004028664438844864, -0.06286333655364616], [0.002989965084555453, -0.05452115695010538], [0.002205487047828941, -0.04630604496940855], [0.0015054240704896638, -0.03823766417631746], [0.000968201091584951, -0.03030716171339099], [0.0005515446627134147, -0.022518749411906385], [0.0002653664021357644, -0.014871199858295193], [8.9039329764774e-05, -0.007365028943058316], [0.0, 0.0], [8.900962772126275e-05, 0.007363561990107389], [0.00026518444396752487, 0.014865268559062363], [0.0005509333091508455, 0.022505263896775644], [0.0009666759055770172, 0.030282947154827714], [0.0015026597623462431, 0.03819943815200925], [0.002199988057285168, 0.04625052666134543], [0.002982053857501411, 0.05444483263255158], [0.004016144757350506, 0.06276279058584346], [0.005133824803336867, 0.07122454084110141], [0.0064657703953243505, 0.07981283306518365], [0.007930976710904728, 0.08853840995198978], [0.00961937501988019, 0.09738574313235833], [0.01149080450620685, 0.10635882911176985], [0.013548881011865688, 0.11545915206081463], [0.015847899686502763, 0.12467111053728339], [0.01831818956961289, 0.13401076324985198], [0.02106150390453491, 0.14344916545926298], [0.02404162181606755, 0.15299206592539097], [0.027235227274345842, 0.16264734585653196], [0.030717107259710243, 0.17238665435784548], [0.034435598237709995, 0.18222433446561942], [0.0384117329063606, 0.1921518491435322], [0.04272767489707802, 0.20213100263008532], [0.047311140242092355, 0.21218675460779512], [0.05216685656067009, 0.22231551940478803], [0.05736038875178387, 0.23248086765582374], [0.0628996758986949, 0.24267031896347732], [0.06873478613884447, 0.2529069750979339], [0.07489693399410334, 0.2631689206833757], [0.08141550364173349, 0.27343114294371595], [0.08831854810544217, 0.28366562248371535], [0.09556164968618143, 0.29389571318003715], [0.10316190942808337, 0.3041027742324407], [0.11113752118302991, 0.31426464240993146], [0.11950388478206951, 0.32435856211366987], [0.12828723771405454, 0.33434944119891485], [0.13745549948940025, 0.34425407558231774], [0.14701725708344926, 0.3540531149237791], [0.15697988667619772, 0.3637265508690636], [0.16734946310365414, 0.3732538833746503], [0.17813290274297466, 0.3826118160770229], [0.18935085096380544, 0.3917583067071239], [0.2009847160309968, 0.40069529426239026], [0.21303476434878924, 0.40940187435619213], [0.22550080578318543, 0.4178559439044059], [0.23838152340985075, 0.4260350093722626], [0.25167457754377326, 0.433915964052831], [0.2653756882936202, 0.44147676472933994], [0.2794783875490727, 0.4486972018482934], [0.2939759116741604, 0.4555552446987327], [0.30887191191509034, 0.46200129022099895], [0.32415412396274634, 0.46801713600945327], [0.3398040988085606, 0.4735991335995822], [0.3558032526126016, 0.47874397515199507], [0.3721608147979496, 0.48335255978566405], [0.3888492369235169, 0.4874459287140901], [0.40584595639317056, 0.4910193773338437], [0.42314408870229003, 0.4939993018639285], [0.4407141237781399, 0.49641731982335], [0.4585392037765559, 0.49822494396960454], [0.4765956688717241, 0.4994079326200873], [0.4948603977754923, 0.49996242147273856], [0.5133061702015475, 0.49979105337718], [0.5319058735902094, 0.4989429945720848], [0.5506268737388514, 0.4973685699826268], [0.5694445969688418, 0.4951001855648567], [0.5883296725914272, 0.49212174466377334], [0.6072302047284699, 0.4883239016651495], [0.6261288693787725, 0.48378487619702326], [0.6449808395959229, 0.4784592054973735], [0.6637614847140635, 0.472378262404636], [0.6824233377242515, 0.46550043581879735], [0.7009169091050262, 0.4578040861929146], [0.7192197894143488, 0.44932573335507736], [0.73729483234536, 0.44007054928271094], [0.7550723529294948, 0.42998479446725035], [0.7725425490187585, 0.4191325157666161], [0.7896512521946386, 0.40749850593827613], [0.806361854431375, 0.3950985828032612], [0.8226178261871462, 0.38192709606565783], [0.838395938869225, 0.3680202004652146], [0.8536664352266886, 0.3534061981029239], [0.8683331945059514, 0.3380478237074927], [0.8824250539355032, 0.322033605271093], [0.8958799738812888, 0.3053653705881875], [0.9086336283811663, 0.28804842984712353], [0.9206886635755726, 0.2701428174256849], [0.9319849287536027, 0.25166247186650587], [0.9425076208070479, 0.23265305742574474], [0.95223782490726, 0.21315492288986485], [0.9611337412723463, 0.19319814477847605], [0.9691357623931091, 0.17280962811003842], [0.9762861395319717, 0.15205977248441663], [0.9824807425059061, 0.13096073690998672], [0.9877804271976285, 0.10958307738520225], [0.9921627636228181, 0.08796663966495433], [0.9956451517766974, 0.06615314798662696], [0.9977673067134226, 0.044194443299023556], [0.999327245898236, 0.022146577662310228], [1.0, -6.938893903907228e-18]], [[0.9999999999999998, -0.00017952331745353013], [0.9989072305493255, -0.02192870052555849], [0.9969426119812309, -0.04353347240471221], [0.9943955293630373, -0.06505911790269923], [0.9905129614341251, -0.0864660263017899], [0.9857375255143936, -0.10770860724953868], [0.9800557140901692, -0.1287331387103188], [0.9734875248953822, -0.1495043953282268], [0.9659642790682283, -0.1699480534063382], [0.9576277524129259, -0.190062763309597], [0.948403356998999, -0.2097686789227675], [0.9383630110159137, -0.22903996990138142], [0.9275526666986719, -0.2478495292751847], [0.915963933763798, -0.26613603679913256], [0.9036541981390039, -0.2838780483075763], [0.8906452690740866, -0.3010322288047926], [0.8769691804978788, -0.31756387365924726], [0.8627016168137064, -0.333476389006762], [0.8478070918582625, -0.3486769275113113], [0.8323786585866852, -0.3631934962973233], [0.8164506859110362, -0.37700154909957373], [0.8000328907888604, -0.3900441398172634], [0.7831959289523561, -0.4023431739936021], [0.765968849734547, -0.4138703421301702], [0.74839571681804, -0.42461894882383694], [0.7304994818007313, -0.4345502588266684], [0.7123619500508022, -0.44373711615571815], [0.6939464621104862, -0.4520914313362356], [0.6751266799548259, -0.4596251118566586], [0.6561713377472845, -0.46638060328345327], [0.6371264201874912, -0.47238809097939327], [0.6179908452592991, -0.4775156281188819], [0.5988376173197261, -0.4818923441797031], [0.5796984818774347, -0.48552155359816973], [0.5606026151993089, -0.4883817227326583], [0.5415893361602548, -0.4905237784997024], [0.522682130928623, -0.49187216975300124], [0.5039218210095051, -0.4925423534007364], [0.4853351774252542, -0.4925554153289345], [0.46694860898747836, -0.49190354713492634], [0.44878897191847256, -0.49062169206469075], [0.4308843598255703, -0.48868737962228215], [0.41325338633774616, -0.4861829164443885], [0.3959224115485218, -0.4830818726286019], [0.3789032912280716, -0.47946621737694317], [0.36221918803902214, -0.47532517008413117], [0.3458799184228904, -0.4706941038922647], [0.3299102065539657, -0.4655731694824538], [0.31431517659177793, -0.46000686895445037], [0.29909959681811443, -0.4540197253638056], [0.28429040858555354, -0.44760287982003505], [0.269893351482808, -0.4407781761149183], [0.2559098482140972, -0.43357741373614445], [0.24234416477043247, -0.4260264443396598], [0.2292019176920097, -0.41814158984365735], [0.21648550854266177, -0.40995852934343585], [0.2041964770602947, -0.40149255866083444], [0.1923351951347997, -0.3927680047912268], [0.1809013783446464, -0.38381304897361157], [0.1698993519121766, -0.3746391056809714], [0.15931860039517098, -0.36527469091628795], [0.1491550763208997, -0.3557445677464198], [0.139403744545768, -0.34606583090086834], [0.13005916234035905, -0.33626073034047943], [0.12111716649059842, -0.32619305646078134], [0.11261085192839275, -0.3160125933170522], [0.10449726895617048, -0.30576883569237245], [0.09679320410427487, -0.2954847414389036], [0.08945747756209402, -0.28517821722763037], [0.08247343364336114, -0.27486050944864354], [0.07589045543448387, -0.26450552169340386], [0.06965629745066902, -0.2541587853802477], [0.06374309883456139, -0.2438441132417892], [0.0581352290450754, -0.23357425468031104], [0.05288914515655649, -0.22332266389293104], [0.047970355035416315, -0.21311637199711278], [0.04332290651745217, -0.20298742317934135], [0.03895920746731169, -0.19293168609021982], [0.03493078416207374, -0.18293274402869386], [0.03115227000017187, -0.17303047167566712], [0.027575654703403753, -0.16322552186386313], [0.02429283208822267, -0.15350831809209933], [0.021227931480835245, -0.14390928922543078], [0.018437603499794595, -0.1344142516372875], [0.0159449760184695, -0.12502318960715947], [0.013626056338096165, -0.11576345558463734], [0.011554381353334258, -0.10661827261215767], [0.009663450452638573, -0.09760569219201028], [0.007966512612454242, -0.08872067085493174], [0.0064918001266073425, -0.07996171101071538], [0.005153006452408268, -0.07134345870878843], [0.004028795466821938, -0.06285547618444726], [0.0029900987020501494, -0.05451468123850888], [0.002205608821971041, -0.04630093964178091], [0.0015055718737547433, -0.03823391373117563], [0.0009704903276133985, -0.030304759274312493], [0.000557571178220806, -0.02251768415286431], [0.0002690142263301379, -0.014871457400389122], [8.956084535229877e-05, -0.007366589402239739], [0.0, 0.0], [8.983016652611787e-05, 0.007359421010299501], [0.00027003198910531155, 0.014859822225864508], [0.0005637246450633853, 0.02249848987081369], [0.0009828141145889018, 0.030274831624996414], [0.001506077267895818, 0.038189972507088506], [0.002200128427374732, 0.04623970782266091], [0.002982164862569091, 0.05443265264296015], [0.004016230992221335, 0.06274924541652366], [0.005133934400148048, 0.07120960141297322], [0.006465916950369556, 0.079796466487559], [0.007931191518785852, 0.08852057304953818], [0.009619659345057584, 0.09736641022318902], [0.011491174127144867, 0.1063379656078171], [0.013549351010824082, 0.11543672067208226], [0.015848473833881067, 0.12464707460215756], [0.018318905991104976, 0.1339850653798674], [0.021062369572770002, 0.14342175953281963], [0.024042665638887274, 0.15296289444138847], [0.027236506807604744, 0.1626163349319506], [0.0307186476174727, 0.17235375214520302], [0.034437490431689505, 0.1821894621115246], [0.038441605825361255, 0.1921149263740023], [0.04281467978343937, 0.20209196941411758], [0.04746394672879426, 0.21214551739953022], [0.05239323943927173, 0.22227197750469785], [0.05765268187204804, 0.2324349362346899], [0.06319469335228844, 0.24262190477015697], [0.06903062018661991, 0.25285596864317633], [0.07519021585418266, 0.2631152115560304], [0.08170111982465775, 0.27337463407941703], [0.08859040630552223, 0.28360619612862686], [0.095815319413695, 0.29383327120260855], [0.10339276597318128, 0.3040371679960021], [0.11133929545651379, 0.3141957730680655], [0.11966953282462318, 0.3242863104510183], [0.12840834886653377, 0.3342737169502773], [0.13752504971899954, 0.3441747610596614], [0.14702828734206677, 0.35397006352039323], [0.1569797966599667, 0.3636396536599423], [0.16734921006387976, 0.3731630169330937], [0.17813242317294004, 0.382516222879074], [0.1893500747773002, 0.3914699457082266], [0.20098357024675348, 0.4002053180629496], [0.21303317259388058, 0.4086934601691902], [0.2254986845781067, 0.41692281535633996], [0.23837878464962448, 0.4248656606042966], [0.25167112601072494, 0.43250376111044564], [0.2653714238165963, 0.4398149014958205], [0.27947320313102875, 0.446783382591702], [0.29396969475393575, 0.4533877054637317], [0.3088645394682473, 0.45958691929641854], [0.3241454695008045, 0.4653579351147241], [0.33979403473947073, 0.470700531478202], [0.3557916510301881, 0.4756045989535095], [0.37214753677568085, 0.4799804676302657], [0.3888341473913667, 0.4838440002883117], [0.40582892340434557, 0.4871917839636249], [0.4231249778677014, 0.4899552319679486], [0.4406928053088806, 0.4921557172596325], [0.45851554888810664, 0.4937488213083496], [0.4765695543709695, 0.49472172303938966], [0.4948317040561554, 0.49507061701275357], [0.5132747885654244, 0.49470372650404326], [0.5318717047125021, 0.493672265419179], [0.5505898263799675, 0.4919210141102811], [0.5694045931419484, 0.4894869504489927], [0.5882866461540374, 0.48635432130863904], [0.6071841103404585, 0.4824133798475936], [0.6260796735179527, 0.47774519804052773], [0.644928530642822, 0.47230302917467626], [0.6636528061201544, 0.4661205618193022], [0.6821209891283605, 0.4591595589025461], [0.7004219888725932, 0.4514019003056829], [0.7185330823461449, 0.4428791511521788], [0.7364183771853617, 0.4335969425781875], [0.7540129509155445, 0.4235121322179463], [0.771306558836051, 0.4126839174118153], [0.788246288351973, 0.4010954343937392], [0.8047979506266615, 0.38876651555555813], [0.8209066540961848, 0.37569011360556753], [0.8365501236053926, 0.3619015102866673], [0.8517001808894137, 0.34743000811380603], [0.8662636825374627, 0.3322384146850637], [0.8802692139122595, 0.31641417723200305], [0.8936572964042351, 0.2999605739774645], [0.9063658946342474, 0.28288261803600845], [0.9183979513377454, 0.26523900781396353], [0.9296939268497103, 0.24703812124215904], [0.9402419112553424, 0.2283320156805774], [0.9500230164024567, 0.20915691043383328], [0.9589992110144386, 0.1895484240601359], [0.9671104062470031, 0.16952431115123767], [0.9743995134204778, 0.14915872574589795], [0.9807653811749952, 0.1284613199917155], [0.9862679357376057, 0.10750370079939031], [0.9908859358854808, 0.08632491175823857], [0.9946336064748766, 0.06495760843757993], [0.9970674813194434, 0.04345852427674885], [0.9989611472611919, 0.021887440312441775], [1.0, 0.0001736535944916292]], [[0.9999999999999999, -0.0018043796904708503], [0.9946475534254438, -0.016317122420201377], [0.9887348782319083, -0.030259601931057745], [0.9824405349276113, -0.04426603572913095], [0.9752665536665583, -0.05849031443495383], [0.9675278100834671, -0.07295440427111995], [0.9592210491061617, -0.08751724688654576], [0.9503732911760023, -0.10219373275560817], [0.9409579735188678, -0.11696148662300418], [0.9310728958354298, -0.1317921238492373], [0.9206856665928691, -0.14667156760399103], [0.9098377800872443, -0.16153313867555943], [0.8985704790052821, -0.17638378251730877], [0.8868699305020271, -0.19114446412096944], [0.8747598862980224, -0.20575753215647968], [0.8622513478677569, -0.22018543023430112], [0.8493488093701538, -0.2343623015728162], [0.8360847137205993, -0.2482460332283804], [0.8224289049626166, -0.2617636785216844], [0.8084297754081412, -0.27490383970639837], [0.7941063122692876, -0.2876506636254823], [0.7794320644276638, -0.2998791815672784], [0.7644585114975334, -0.31162474712313354], [0.7491950157736468, -0.322844415764902], [0.7336461676598659, -0.3334775765154121], [0.7178390020581608, -0.3435308489752221], [0.7018263423766565, -0.3530528286257915], [0.6853131916600983, -0.3619616712509154], [0.666950768454457, -0.37020174323243527], [0.6484544439606796, -0.3778192847467356], [0.6298651419746989, -0.38481034362540767], [0.6111811803569828, -0.39104146952896573], [0.5924702619777669, -0.39661675732446583], [0.5737641634558447, -0.40158030676351586], [0.5550885026413885, -0.405862757701682], [0.5364814334749025, -0.40952308659778913], [0.5179654073926292, -0.41249116597936747], [0.49958017970447416, -0.4149138441057243], [0.4813520690150129, -0.41683451599876253], [0.4633066598336307, -0.4182763917560746], [0.4454694548015352, -0.41923499925770663], [0.4278682398640799, -0.4197485178254641], [0.4105213921875317, -0.4198588356966982], [0.39345441865254, -0.41948879702781183], [0.37668068507090346, -0.41883722636295057], [0.3602229104003764, -0.41780711220878375], [0.3440920080639638, -0.41633292290898816], [0.32831315599173544, -0.4144946407770171], [0.3128930171814918, -0.4122912897150658], [0.2978379343133738, -0.40960743494210805], [0.28317523806436784, -0.4064830994242682], [0.2689121319233148, -0.40285740302568723], [0.25505147919543647, -0.39871975236879065], [0.24159837188334926, -0.39408849609706903], [0.22855931865207363, -0.3889378883985787], [0.21593673900636987, -0.3833938657889852], [0.20373296643911157, -0.3774064225251243], [0.1919489291687334, -0.37100975360034005], [0.18058418240268626, -0.3642825582765277], [0.16964362226113766, -0.3572059624924181], [0.15911745273045996, -0.3498023803319722], [0.14900178574817743, -0.3421295284567806], [0.13929218052606918, -0.33417993446311384], [0.12998334476726192, -0.32600101586541], [0.12107138973576131, -0.31639956132195773], [0.11258878811998978, -0.3066689807997969], [0.10449385266667989, -0.29685958451168915], [0.09709777167552106, -0.28699792140454256], [0.0901174793824987, -0.2770944919012595], [0.08344125385344557, -0.2671686141667197], [0.07709905638150122, -0.25719507467796565], [0.07106031936780939, -0.24721851059941927], [0.06531380552809724, -0.23725890125927596], [0.059842651391924885, -0.2273323664062977], [0.054678484351229226, -0.2174157392902739], [0.049797199140973844, -0.20753446239415468], [0.04517230629226885, -0.19771919463409432], [0.040804243177493635, -0.18796712419701814], [0.03672148336379578, -0.17826429302809177], [0.032871302214742375, -0.1686489879935246], [0.028870768498765065, -0.1591217626396317], [0.025092482362391047, -0.14967471332652907], [0.021620170088439486, -0.1403367850400133], [0.01860162666304125, -0.13109424971276618], [0.016072671715249422, -0.12194839548126898], [0.0137288862084201, -0.11292609086255732], [0.011636000554267362, -0.1040119128853817], [0.009728556203173708, -0.0952242774322535], [0.008017547080631288, -0.08655922744245097], [0.006529513885077808, -0.07801586394165493], [0.005182119820703469, -0.06960767052726799], [0.004050530128804833, -0.06132512176916321], [0.003011620589365903, -0.0531847356121422], [0.002224625698016434, -0.045169214753213616], [0.0015272604699757809, -0.03729799599523606], [0.0010075451225290304, -0.029563426125262967], [0.0006194598671291611, -0.021969206575436464], [0.000302591701471522, -0.014513660625558865], [9.428105628666295e-05, -0.007196622345816274], [0.0, 0.0], [9.72568213210972e-05, 0.007157620453537402], [0.0003139068724483103, 0.014469884224937586], [0.000679498372798088, 0.02191724219339036], [0.0011375937768556966, 0.029500164468996563], [0.00156159825012144, 0.03722045188494826], [0.0022215047702640227, 0.045074620503196106], [0.0030003872619557962, 0.053070547905074705], [0.004031400800592171, 0.06118916395315586], [0.00515330459503554, 0.06944723293332714], [0.006491514403925207, 0.07782709299578143], [0.007967697109761073, 0.08633812982896204], [0.009667097276473762, 0.09496711532652274], [0.011551727753110577, 0.10371686931512591], [0.013625034437641027, 0.11258852091865779], [0.015939582914034675, 0.12156658205979305], [0.018430562922364637, 0.13066437314648296], [0.021195115502067634, 0.1398544781309198], [0.02420000705528905, 0.1491411650485729], [0.027425670142727485, 0.15853015964802028], [0.030942164929631446, 0.16799608163125745], [0.03470641720012536, 0.17754971668239453], [0.03896170847903754, 0.1871823740481141], [0.043804727137895016, 0.19685859652180254], [0.04903790378891781, 0.2065989095477526], [0.05456875744485426, 0.2163988601431537], [0.06029821196801064, 0.2262241769026968], [0.06586488125000767, 0.2360613640670692], [0.07170819903655332, 0.2459313205595725], [0.0778446949836897, 0.2558121087336514], [0.08428621730193386, 0.26568055624642467], [0.09105098098307877, 0.2755061804575544], [0.09811127115544402, 0.28531459732505726], [0.10548223676659065, 0.29508090835019435], [0.11316554409558587, 0.30478933298348654], [0.1211688047935185, 0.3144147468133568], [0.1295045197191044, 0.3239258107829555], [0.13815454529323584, 0.3333358396919317], [0.1471281216491914, 0.342621802895656], [0.1569591886016653, 0.3517686226654065], [0.16729582324608333, 0.3607540253856762], [0.1780370424883647, 0.3695534786902166], [0.1892025396354689, 0.37664066856492895], [0.20077346584064962, 0.38343856219567085], [0.21274968953309872, 0.3898558206693932], [0.22513007538013727, 0.3959634676793526], [0.23791274674935942, 0.40169282793476274], [0.2510944495948164, 0.40706502387336324], [0.2646703331535006, 0.41205478518604005], [0.278633072215064, 0.4166845469570075], [0.2929752540701755, 0.4209361559780243], [0.3076991585379319, 0.4248421258994033], [0.3227921725840245, 0.4283417154612281], [0.3382358357133837, 0.43146318654045956], [0.35401165068667784, 0.4341420790113741], [0.3701273977620041, 0.4363708837109297], [0.3865562079920646, 0.4381229306341415], [0.40327606981274, 0.4394057837602402], [0.42027984667192786, 0.44019648136249806], [0.43753880656096333, 0.4404313386134316], [0.45503632404824795, 0.44010080922182554], [0.47274960424861767, 0.4392045750945221], [0.49065611689122424, 0.4377387608605305], [0.50873020150421, 0.4356632720702339], [0.5269460783725309, 0.4330432349862433], [0.5452723471416954, 0.4297806330515783], [0.5636862500957233, 0.425948976039212], [0.5821600840167751, 0.4215364031868141], [0.6006448842771132, 0.4164349973677112], [0.6191248999914001, 0.4107461345759091], [0.6375583432859854, 0.40441515405744266], [0.6555013762444784, 0.3974932494142908], [0.6722463528699587, 0.3899738095904755], [0.6888426881444575, 0.38187103653433646], [0.7052662975499019, 0.3731727281485228], [0.7214929918862432, 0.3638884515762321], [0.737499541726094, 0.35407036919664747], [0.7532728356468098, 0.3437335837534809], [0.7687730313437057, 0.3328482550047512], [0.7839873945485429, 0.32146913201800265], [0.7988776415674018, 0.30957842804860064], [0.8134307342962264, 0.29720307187133943], [0.8276331088111164, 0.28438064677240665], [0.8414213261873521, 0.27107698148291176], [0.8548208236659005, 0.25736727910957297], [0.8677966978882582, 0.24326830537142322], [0.8803096337391565, 0.22878319660727114], [0.8923654118271348, 0.21395734149584522], [0.9039129206778471, 0.19874920690096234], [0.9149654997886625, 0.18326704329256077], [0.9255059382262775, 0.16750930942267064], [0.9355308799023773, 0.15156221378624177], [0.9449793092179297, 0.1353598961882808], [0.9538983194649159, 0.11900896136671762], [0.9622175332827905, 0.1024964566274273], [0.969986513266298, 0.08590137131526934], [0.9771959306519012, 0.06925471139153136], [0.9838313664652211, 0.05250305543794552], [0.989615253076156, 0.035741751930719885], [0.9950744387089697, 0.019042431400282975], [1.0, 0.0017453834049110343]], [[1.0, -0.0031503867278518767], [0.9888537117972243, -0.008654884196065837], [0.9774339608049724, -0.013459040324021223], [0.9658377126648754, -0.018650993636625212], [0.9538877021046901, -0.02449075677623736], [0.9417517240323107, -0.031023785992847587], [0.9294417044886332, -0.03803638251283144], [0.9169891573182799, -0.045579702199864056], [0.904409151080459, -0.05368266711683828], [0.8917461790217145, -0.06228142681345361], [0.879004018532665, -0.07141768470121611], [0.8661906394881901, -0.08098507493396409], [0.8533302863080632, -0.09101096978264712], [0.8404036409462724, -0.10140039680123358], [0.8273994307872795, -0.11205739139043451], [0.814314308831559, -0.12294678274538177], [0.8011275260017569, -0.13397305351797412], [0.7878313881299976, -0.14505061710049943], [0.774402431037869, -0.15612923631591], [0.7608457457593051, -0.16715745315573466], [0.7471619058019191, -0.17812266564921325], [0.733307682013537, -0.1888557549462062], [0.7193079423290826, -0.19939429271103068], [0.7051574259709481, -0.20968724190947297], [0.6908339364034569, -0.21963134122323588], [0.6763602230251469, -0.22927076700535504], [0.6617577711647412, -0.23862014079452212], [0.646755758635561, -0.2476120114405984], [0.6301211920132372, -0.25614021007945104], [0.6133836376819737, -0.2642453429674806], [0.5965638777863681, -0.271889971387129], [0.579658556074787, -0.27896270704870374], [0.5627120259482546, -0.2855224412397689], [0.5457540876368274, -0.2916406644585121], [0.5287960476431912, -0.29721458285194463], [0.5118693625429585, -0.3022982019689024], [0.49499145740395617, -0.3068376673479498], [0.4781949130564594, -0.3109707509750013], [0.4615027386963839, -0.31474740123694517], [0.44493572755558697, -0.31820347256319864], [0.42851303781447775, -0.3212976336271049], [0.4122595276410461, -0.32410035116126584], [0.3961916658497023, -0.3266062430679485], [0.38033032009902495, -0.32870503349486546], [0.3646935530064633, -0.3306355546342344], [0.3493012732711066, -0.3322442282111851], [0.33416784096498936, -0.33340140161105725], [0.31931878281045406, -0.33421839511224916], [0.30476611427269923, -0.33466584697813934], [0.2905217842746004, -0.3345531854041749], [0.27661313348310956, -0.33394891499280405], [0.26305211028805725, -0.3327679066514219], [0.2498469694155384, -0.3309829103302205], [0.23700526048936768, -0.3286213391826173], [0.22453638457266914, -0.3256518879161868], [0.21244212752638375, -0.32223949099448457], [0.20072737657929127, -0.3183197981349275], [0.18939515482976207, -0.3139317988705971], [0.1784432753209248, -0.3091791326175561], [0.16787864150402146, -0.3040339195703817], [0.15769469317569793, -0.29851682085722553], [0.14788774976413424, -0.292697034895892], [0.1384561423603846, -0.2865598327886817], [0.12939491136171022, -0.2801602626428594], [0.12070122558753114, -0.2724219221626707], [0.11240183165521915, -0.26452335710173447], [0.10446321421966533, -0.25650039571569627], [0.09735007095628402, -0.24838871562626805], [0.09066421514924178, -0.24017556312510793], [0.08424298183096163, -0.23190513930832754], [0.0781002435676953, -0.22355664740541767], [0.07222339040134251, -0.2151688266113176], [0.06661495577021664, -0.20674841922204681], [0.06125705486339808, -0.19832190570561078], [0.056160746530389556, -0.18987794092292076], [0.05131052983475836, -0.18143646522171428], [0.04670432176955781, -0.17302071766631935], [0.04233264352805048, -0.16463345305465515], [0.03820487215272276, -0.15626905940801994], [0.0342953231292801, -0.14795902884181478], [0.030264236953310483, -0.1397028922429652], [0.026190252064293183, -0.13149957230922263], [0.022507303824894638, -0.123370323929188], [0.01934814472305947, -0.11530374760570776], [0.016686234056764733, -0.10730535640261761], [0.014245259225772256, -0.09939883504273381], [0.012062363976719512, -0.0915743099011639], [0.010080669992571019, -0.08385037521985615], [0.008302960342850042, -0.07622718160848606], [0.006748719157282729, -0.06870577844368847], [0.0053555337894393, -0.061295352328490184], [0.0041821623925365975, -0.05399007262884954], [0.003136270759487897, -0.04680393260691428], [0.002329314108778794, -0.039730998560162524], [0.0016335402268942904, -0.03278914761063853], [0.0011023963888968462, -0.025975815171162705], [0.0006951521071924825, -0.01929295354049715], [0.00033211259684817664, -0.01273745913588207], [9.81912093568564e-05, -0.006307169618057123], [0.0, 0.0], [0.00010340895253973456, 0.006294423377730101], [0.00035025217823942003, 0.012718929209527427], [0.0007754036200941107, 0.019264044982356406], [0.0012922962671970786, 0.02593355316550053], [0.0017041596993391719, 0.03273169236874666], [0.002334054844871322, 0.039657597853782194], [0.0031090559688075376, 0.04671531662536376], [0.004130944438761722, 0.05388733463886073], [0.00528116929412912, 0.06117725080151137], [0.006657950569530826, 0.06856692452177478], [0.008196531242163983, 0.07606076989090892], [0.00995683131784688, 0.08365389717049777], [0.011911738349326831, 0.09134479773982744], [0.0140631966654794, 0.09913331637908057], [0.016454767237286734, 0.10700472313837757], [0.019043136476425814, 0.11496226684676107], [0.02190290027278537, 0.12298460580537088], [0.025012816682545395, 0.1310708166721815], [0.02836669871858359, 0.13921879644075372], [0.03201226544816703, 0.14741475858197298], [0.035936722964200245, 0.15565652271804903], [0.04037224597422591, 0.16393521453244708], [0.045412656250130426, 0.17222617085963415], [0.05099116133924905, 0.18053353513584033], [0.05675554359716325, 0.18885053886756722], [0.062489730052871555, 0.19715153657572318], [0.06807682549390755, 0.2054203917096492], [0.07392626583618087, 0.21366925381355767], [0.08004362631585579, 0.22187722220710465], [0.08642767389742859, 0.23002876096074204], [0.09308928472917694, 0.23808736423277727], [0.10001320369126729, 0.24608325480559637], [0.10721312353235965, 0.25397318047254713], [0.1146783815137226, 0.2617626409248996], [0.12241077956408469, 0.26942142143771636], [0.13041257147446797, 0.27693118174687553], [0.1386760101359092, 0.28429402727267433], [0.1472108229157115, 0.29147496776806825], [0.15678406477836854, 0.2984765249238153], [0.16687133051518338, 0.3052715016249648], [0.17731906495288832, 0.31184997950222204], [0.18814252857705352, 0.3168263300392222], [0.19932333625425108, 0.321493466769797], [0.21086045598835326, 0.32574373658098826], [0.22274920488903352, 0.3296719341456702], [0.234986225322217, 0.33319919258029446], [0.24756518487969006, 0.3363633008372437], [0.2604800724043023, 0.3391312476401921], [0.27372091269214205, 0.3415480447499903], [0.28727887279902076, 0.34359278129455456], [0.30115131108950366, 0.345340679159534 | 3D array of the non-dimensional x and y airfoil coordinates of the airfoils interpolated along span for n_span stations. The leading edge is place at x=0 and y=0.
blade.compute_coord_xy_dim.ref_axis | intermediate | m | [[0.0, 0.0, 0.0], [0.0, 0.0, 2.120689655172414], [0.0, 0.0, 4.241379310344827], [0.0, 0.0, 6.362068965517241], [0.0, 0.0, 8.482758620689655], [0.0, 0.0, 10.60344827586207], [0.0, 0.0, 12.724137931034482], [0.0, 0.0, 14.844827586206895], [0.0, 0.0, 16.96551724137931], [0.0, 0.0, 19.086206896551726], [0.0, 0.0, 21.20689655172414], [0.0, 0.0, 23.327586206896548], [0.0, 0.0, 25.448275862068964], [0.0, 0.0, 27.56896551724138], [0.0, 0.0, 29.689655172413794], [0.0, 0.0, 31.810344827586206], [0.0, 0.0, 33.93103448275861], [0.0, 0.0, 36.051724137931025], [0.0, 0.0, 38.172413793103445], [0.0, 0.0, 40.293103448275865], [0.0, 0.0, 42.41379310344828], [0.0, 0.0, 44.53448275862069], [0.0, 0.0, 46.6551724137931], [0.0, 0.0, 48.77586206896552], [0.0, 0.0, 50.89655172413793], [0.0, 0.0, 53.01724137931034], [0.0, 0.0, 55.13793103448276], [0.0, 0.0, 57.25862068965517], [0.0, 0.0, 59.37931034482758], [0.0, 0.0, 61.5]] | 2D array of the coordinates (x,y,z) of the blade reference axis, defined along blade span. The coordinate system is the one of BeamDyn: it is placed at blade root with x pointing the suction side of the blade, y pointing the trailing edge and z along the blade span. A standard configuration will have negative x values (prebend), if swept positive y values, and positive z values.
blade.compute_reynolds.chord | intermediate | m | [3.542, 3.5829065688610924, 3.8701677888975055, 4.113082662273744, 4.386184316700438, 4.5705983562554815, 4.6343256119198495, 4.646781924312676, 4.545529346958071, 4.426741607305162, 4.320291925514559, 4.205548041683577, 4.080209090674618, 3.9498741541952938, 3.8144707942245812, 3.6834791267944174, 3.5568910997434435, 3.4298965523912854, 3.3026551714743477, 3.1754137920031074, 3.0481724135647097, 2.9209310350823983, 2.793689656426132, 2.666448158844707, 2.5392068063848345, 2.416417405464169, 2.280796764281841, 2.1030278893097076, 1.5245990923819477, 1.419]
blade.compute_reynolds.r_blade | intermediate | m | [1.5, 3.620689655172414, 5.741379310344827, 7.862068965517241, 9.982758620689655, 12.10344827586207, 14.224137931034482, 16.344827586206897, 18.46551724137931, 20.586206896551726, 22.70689655172414, 24.827586206896548, 26.948275862068964, 29.06896551724138, 31.189655172413794, 33.310344827586206, 35.43103448275861, 37.551724137931025, 39.672413793103445, 41.793103448275865, 43.91379310344828, 46.03448275862069, 48.1551724137931, 50.27586206896552, 52.39655172413793, 54.51724137931034, 56.63793103448276, 58.75862068965517, 60.87931034482758, 63.0] | 1D array of the dimensional spanwise grid defined along the rotor (hub radius to blade tip projected on the plane)
blade.compute_reynolds.rotor_radius | intermediate | m | 63 | Scalar of the rotor radius, defined ignoring prebend and sweep curvatures, and cone and uptilt angles.
blade.high_level_blade_props.blade_ref_axis_user | intermediate | m | [[0.0, 0.0, 0.0], [0.0, 0.0, 2.120689655172414], [0.0, 0.0, 4.241379310344827], [0.0, 0.0, 6.362068965517241], [0.0, 0.0, 8.482758620689655], [0.0, 0.0, 10.60344827586207], [0.0, 0.0, 12.724137931034482], [0.0, 0.0, 14.844827586206895], [0.0, 0.0, 16.96551724137931], [0.0, 0.0, 19.086206896551726], [0.0, 0.0, 21.20689655172414], [0.0, 0.0, 23.327586206896548], [0.0, 0.0, 25.448275862068964], [0.0, 0.0, 27.56896551724138], [0.0, 0.0, 29.689655172413794], [0.0, 0.0, 31.810344827586206], [0.0, 0.0, 33.93103448275861], [0.0, 0.0, 36.051724137931025], [0.0, 0.0, 38.172413793103445], [0.0, 0.0, 40.293103448275865], [0.0, 0.0, 42.41379310344828], [0.0, 0.0, 44.53448275862069], [0.0, 0.0, 46.6551724137931], [0.0, 0.0, 48.77586206896552], [0.0, 0.0, 50.89655172413793], [0.0, 0.0, 53.01724137931034], [0.0, 0.0, 55.13793103448276], [0.0, 0.0, 57.25862068965517], [0.0, 0.0, 59.37931034482758], [0.0, 0.0, 61.5]] | 2D array of the coordinates (x,y,z) of the blade reference axis, defined along blade span. The coordinate system is the one of BeamDyn: it is placed at blade root with x pointing the suction side of the blade, y pointing the trailing edge and z along the blade span. A standard configuration will have negative x values (prebend), if swept positive y values, and positive z values.
blade.high_level_blade_props.hub_radius | intermediate | m | 1.5 | Radius of the hub. It defines the distance of the blade root from the rotor center along the coned line.
blade.high_level_blade_props.chord | intermediate | m | [3.542, 3.5829065688610924, 3.8701677888975055, 4.113082662273744, 4.386184316700438, 4.5705983562554815, 4.6343256119198495, 4.646781924312676, 4.545529346958071, 4.426741607305162, 4.320291925514559, 4.205548041683577, 4.080209090674618, 3.9498741541952938, 3.8144707942245812, 3.6834791267944174, 3.5568910997434435, 3.4298965523912854, 3.3026551714743477, 3.1754137920031074, 3.0481724135647097, 2.9209310350823983, 2.793689656426132, 2.666448158844707, 2.5392068063848345, 2.416417405464169, 2.280796764281841, 2.1030278893097076, 1.5245990923819477, 1.419] | 1D array of the chord values defined along blade span.
blade.internal_structure_2d_fem.s | intermediate |  | [0.0, 0.034482758620689655, 0.06896551724137931, 0.10344827586206896, 0.13793103448275862, 0.1724137931034483, 0.20689655172413793, 0.24137931034482757, 0.27586206896551724, 0.3103448275862069, 0.3448275862068966, 0.3793103448275862, 0.41379310344827586, 0.4482758620689655, 0.48275862068965514, 0.5172413793103449, 0.5517241379310345, 0.5862068965517241, 0.6206896551724138, 0.6551724137931034, 0.6896551724137931, 0.7241379310344828, 0.7586206896551724, 0.7931034482758621, 0.8275862068965517, 0.8620689655172413, 0.896551724137931, 0.9310344827586207, 0.9655172413793103, 1.0] | 1D array of the non-dimensional spanwise grid defined along blade axis (0-blade root, 1-blade tip)
blade.internal_structure_2d_fem.coord_xy_dim | intermediate | m | [[[1.770999999999999, 1.5360976379774626e-18], [1.768556421920314, -0.07954858355402684], [1.7629089198393666, -0.15873819366233735], [1.7551252268980289, -0.23760019069275926], [1.7424503685467847, -0.3159221428767811], [1.7264970511690274, -0.39351826766042786], [1.7072140085735852, -0.4702311545216363], [1.6846691673568337, -0.545918265591166], [1.6586036203850032, -0.6202984566641531], [1.6295346831991881, -0.6933765332922369], [1.5971818989025373, -0.7648464025521382], [1.5618106680842831, -0.8346310496445691], [1.5235840945151928, -0.9026219343072683], [1.482474160224556, -0.9686078957411621], [1.4386961242466474, -1.0325253528610858], [1.3923306045882045, -1.0942182748717393], [1.34350120033548, -1.153574434484253], [1.2924920904042374, -1.2106218091174912], [1.2391755003966176, -1.2650243372369876], [1.1838975736013007, -1.3168949742168456], [1.1267852964370908, -1.3661431788310072], [1.0678883778999864, -1.4125927039472914], [1.0074634109588558, -1.4563156876146746], [0.9456210815564309, -1.4972174355269505], [0.8825335293240562, -1.5352943015547988], [0.8182796213071499, -1.5703923558874107], [0.7531597647617115, -1.6027776640272728], [0.6871757870868277, -1.632136471160031], [0.6205038423821605, -1.6585365180270975], [0.5533517588237106, -1.6821262109840018], [0.4858825475988899, -1.7030249205181658], [0.41809239374361595, -1.7207676765711184], [0.35024001299137775, -1.7358195455374335], [0.28243784205459, -1.7481765213560738], [0.21478931669363777, -1.7577808158536687], [0.1474337301004123, -1.7648089337393584], [0.0804542953657716, -1.768992186267123], [0.013995623299412962, -1.7707248741752413], [-0.051847454848711394, -1.7700721688985117], [-0.1169813809824019, -1.7669934026618557], [-0.181310996994715, -1.761626660611505], [-0.24473679132326134, -1.7538675134173964], [-0.3071928305923096, -1.7440212314431855], [-0.3685857278596939, -1.7320138771750888], [-0.42887353294781116, -1.718085706386564], [-0.48797419452758173, -1.7022320639504933], [-0.5458529738886413, -1.6846182118452724], [-0.6024223134746037, -1.6652104430834105], [-0.6576641059283163, -1.6441842377651614], [-0.7115615050783725, -1.6216841624968836], [-0.7640190986232227, -1.5976588537836482], [-0.8150165981256913, -1.5722221775529215], [-0.8645490031585901, -1.5455054400532102], [-0.9126012273504253, -1.5176050904320824], [-0.959153402013404, -1.4885987744877167], [-1.0041970229797126, -1.458574399383908], [-1.0477266588754286, -1.427616047811162], [-1.0897410074159415, -1.3958060522672284], [-1.1302410744550007, -1.363222928728831], [-1.1692115557390181, -1.3299208987037339], [-1.2066897150274825, -1.2960039589907926], [-1.2426898936985868, -1.2615453923564537], [-1.2772299409162315, -1.2266169837203529], [-1.3103291394335, -1.1912863864786043], [-1.3420022426724756, -1.1556123750900846], [-1.3721320198132874, -1.119541417961794], [-1.400870624374317, -1.0832467198551063], [-1.428277660591736, -1.0468094903997813], [-1.4543998997082628, -1.0102933652057293], [-1.479257844973373, -0.9737379488083348], [-1.5026689809668787, -0.9370507866351996], [-1.5248268446237676, -0.9003931689038028], [-1.5458366245729245, -0.8638495462079407], [-1.5657532016960751, -0.8274649807501544], [-1.5843668881834299, -0.7911453543226317], [-1.6018039199711986, -0.7549864549885922], [-1.618274009561564, -0.7191018151725336], [-1.6337285237633086, -0.68347676761715], [-1.6479759350512952, -0.6480530961026337], [-1.6613313860408823, -0.6129720774505514], [-1.6737925821040422, -0.5782360250994552], [-1.6852218326555648, -0.5438109753996428], [-1.695908246134314, -0.509804742200356], [-1.705698105479146, -0.4761670763317696], [-1.7145260066011394, -0.4428978854255567], [-1.7227389604930965, -0.41009406158227124], [-1.7300762877533438, -0.3776961455206672], [-1.7367735503327852, -0.34576806299473256], [-1.7427837590841886, -0.3142919208832571], [-1.7480068714215782, -0.2832623978994393], [-1.7527486798053853, -0.25273140178055487], [-1.7567304705576114, -0.2226619380730147], [-1.7604095436705045, -0.19311393791727324], [-1.76318816487659, -0.16401601128164509], [-1.7656677879423255, -0.13543780651251644], [-1.767570631733606, -0.10734796678883088], [-1.769046428804669, -0.0797614104169724], [-1.770060072203635, -0.05267378989808157], [-1.770684622693973, -0.026086932516312555], [-1.771, 0.0], [-1.7706847278986113, 0.02608173656896037], [-1.770060716699467, 0.05265278123619889], [-1.7690485942189875, 0.07971364472237932], [-1.767576033942446, 0.10726219882239976], [-1.7656775791217694, 0.13530240993441675], [-1.7632076423010958, 0.1638193654344855], [-1.76043756523673, 0.19284359718449767], [-1.7567748152694644, 0.2223058042550575], [-1.7528159925465807, 0.2522773236591812], [-1.748098241259761, 0.28269705471688045], [-1.7429084804899755, 0.31360304804994776], [-1.7369281736795843, 0.3449403021748132], [-1.7302995704390152, 0.37672297271388877], [-1.7230098634559716, 0.4089563165994054], [-1.7148667393104071, 0.4415850735230577], [-1.706116972544431, 0.4746661234309757], [-1.6964001531701371, 0.5080969440567095], [-1.6858445755274887, 0.5418978975077348], [-1.6745328249942668, 0.5760968990238362], [-1.6622000060861064, 0.6105935297354886], [-1.6490291110420312, 0.6454385926772239], [-1.6349456420456707, 0.680601849666391], [-1.6196585755145496, 0.7159480113157621], [-1.6034239412625086, 0.7515654848208103], [-1.5862249940621065, 0.7874415697317592], [-1.5678295030411815, 0.8234472332369276], [-1.5482093479668226, 0.8595382697686367], [-1.5275413874962127, 0.8957965057968819], [-1.505715059792886, 0.9321443170605167], [-1.4826262861009798, 0.9684931083066418], [-1.4581757026105238, 1.0047436348373198], [-1.4325206368115453, 1.0409786160836916], [-1.4056005168057286, 1.077132026331305], [-1.3773508999697082, 1.1131253634159772], [-1.3477172401019097, 1.1488780270066186], [-1.3166066040168187, 1.1842657207265563], [-1.2841326208085442, 1.2193479357125694], [-1.2502648754104226, 1.2540561330600255], [-1.2149772413929076, 1.2883194431782232], [-1.178248201686857, 1.3220652549130114], [-1.1400532584843837, 1.3552110525448149], [-1.100319285886201, 1.3876079223566329], [-1.0591121358182094, 1.4192627322773863], [-1.0164308646765885, 1.4501014389696325], [-0.9722761459159571, 1.4800457533094056], [-0.9266526440823086, 1.509016003196554], [-0.879568646339955, 1.5369303446751272], [-0.8310393120639973, 1.563710700671322], [-0.7810875513011843, 1.5892854889466552], [-0.7297373208501239, 1.6135766767229112], [-0.67697568799675, 1.6364085699627782], [-0.6228460929239524, 1.6577166957454834], [-0.5674138820200783, 1.67748813120972], [-0.5107448792461651, 1.6957111599883665], [-0.45280639398566247, 1.712034766760822], [-0.39369600281690303, 1.7265334795053071], [-0.3334936224553899, 1.7391906345164743], [-0.2722236378164887, 1.7497455272020346], [-0.20999057357782847, 1.7583101468143056], [-0.14685414022343907, 1.7647127515403391], [-0.0828981408563532, 1.7689028973403491], [-0.01820447107920631, 1.7708668968564398], [0.04713045485388107, 1.7702599110619714], [0.11301060425652153, 1.7672560867743243], [0.1793203867830118, 1.761679474878464], [0.24597276246363747, 1.7536448572707224], [0.31286370031883515, 1.743095219599085], [0.3798093851482403, 1.7296432596979594], [0.4467484553396123, 1.7135660314898562], [0.5135221338487589, 1.6947025058716967], [0.5800431788572128, 1.6731638054372207], [0.6461434622192986, 1.64880254367018], [0.7116476920500029, 1.6215420732953034], [0.7764764941056235, 1.591511747543684], [0.840498296167265, 1.558729885559362], [0.9034662740762706, 1.5230061420030008], [0.9653457086244426, 1.4845673708453542], [1.02594473527341, 1.443359708033374], [1.0851336883959302, 1.399439180289151], [1.1427123403548718, 1.35278577426456], [1.198598415474795, 1.30352755004779], [1.252686513572931, 1.2517647536805563], [1.3046361749400797, 1.197365391571939], [1.3545495410395523, 1.1406430298702113], [1.402206867487525, 1.0816041426233602], [1.447380311726091, 1.0202675385185116], [1.490079246384678, 0.9568458593217759], [1.5300906176452609, 0.8913884753511637], [1.5673619928985634, 0.8240571294019878], [1.601826375821515, 0.7549947368759012], [1.6333357115866505, 0.6843078288053621], [1.6616788703963923, 0.6120917027657561], [1.6870055062222438, 0.5385957141398037], [1.7089467899559194, 0.46386293013517294], [1.727718273134, 0.38814326009838634], [1.7432405087520215, 0.3115778376932682], [1.7555751275930622, 0.23431445016863267], [1.7630918003789429, 0.15653671816514142], [1.7686171049715518, 0.07844317807990282], [1.771, -2.4577562207639402e-17]], [[1.8218639931578264, -0.0006432152733679883], [1.817948702314755, -0.0785684851596112], [1.8109096575418224, -0.1559763642441765], [1.8017836984976647, -0.23310074089788937], [1.7878728203611158, -0.30979969361999904], [1.7707628796351345, -0.3859098764372516], [1.7504054801602509, -0.4612388083153074], [1.726872271948726, -0.5356602800951094], [1.6999171850554597, -0.6089079969147249], [1.6700481889406908, -0.6809771231578462], [1.6369980420183603, -0.751581577653697], [1.6010244204419257, -0.8206288126914064], [1.5622919667760298, -0.8880217065291889], [1.5207706194188935, -0.9535405544582695], [1.4766659867878753, -1.0171085240366815], [1.4300562093873348, -1.0785703500235866], [1.3810560617913137, -1.137801688966691], [1.3299367141456486, -1.1948147447324047], [1.2765710228427234, -1.24927685399058], [1.221292387926754, -1.3012883636513064], [1.164223949998531, -1.3507613267396703], [1.1054005240090718, -1.3974917106970473], [1.0450752628453972, -1.4415580010380984], [0.9833522475536185, -1.4828587674749745], [0.9203893541915962, -1.5213700210038175], [0.8562688161901992, -1.5569529768503583], [0.7912837345404514, -1.5898686283218002], [0.725302761830311, -1.619801359060412], [0.657873240720261, -1.6467938324847364], [0.5899580206098511, -1.6709981270936838], [0.5217218603814497, -1.6925223942218195], [0.4531608832722967, -1.7108938807209724], [0.3845366570727065, -1.7265752454453287], [0.31596292297419853, -1.7395783637105253], [0.24754421681504596, -1.749826082490538], [0.17942141445043036, -1.7575008681691473], [0.11167866462721193, -1.7623320280479864], [0.04446222698413442, -1.7647332334418], [-0.02213198040695795, -1.7647800331101429], [-0.08800933724147912, -1.7624444502757997], [-0.1530736201841534, -1.7578516833243245], [-0.21722417246472275, -1.750921222568189], [-0.2803943031896635, -1.7419479649966432], [-0.34248956660674146, -1.7308372147387354], [-0.40346748459911985, -1.7178826597868302], [-0.4632450675107214, -1.7030456742394495], [-0.5217871439487523, -1.6864529967597806], [-0.5790051295067415, -1.6681051672241625], [-0.6348806647998496, -1.6481616324981239], [-0.6893966655199386, -1.626710256398488], [-0.7424566033178814, -1.6037192983483457], [-0.7940399137835765, -1.5792670226127523], [-0.8441414995007311, -1.5534673637850356], [-0.8927460758221276, -1.5264129459331017], [-0.939833519209004, -1.4981622489648605], [-0.985395225082528, -1.4688431077452293], [-1.0294256767056418, -1.4385103257747511], [-1.0719235416316113, -1.4072510644049516], [-1.1128898389162059, -1.375166294382157], [-1.1523090716918851, -1.3422969126965976], [-1.1902189158056515, -1.3087450895226733], [-1.226633872974136, -1.2745995486152975], [-1.2615719836463992, -1.2399215387930933], [-1.2950527486134213, -1.2047907795869321], [-1.3270910842822574, -1.1687192447102106], [-1.3575684146039828, -1.1322435964384954], [-1.3866386243321573, -1.0955411699552093], [-1.414241568896946, -1.058694221099669], [-1.4405247917122947, -1.0217669078009723], [-1.4655479685459372, -0.9847995248240513], [-1.4891341644131928, -0.9476985711753269], [-1.5114705700047208, -0.9106271816726461], [-1.5326570081693531, -0.8736706751121146], [-1.5527494816754202, -0.8368747314109202], [-1.571545710100391, -0.8001442394375405], [-1.5891692755362732, -0.7635760491602995], [-1.6058206493597307, -0.7272849719054485], [-1.621455375351012, -0.6912562054340948], [-1.635888839673502, -0.6554309302401921], [-1.649426902884715, -0.619952013579881], [-1.6622415813257945, -0.584821794491815], [-1.6740036280381325, -0.5500059612670007], [-1.6849848805572474, -0.5156135376859268], [-1.6949823650097946, -0.4815937051397853], [-1.7039132163863582, -0.44794640730345753], [-1.712221688941829, -0.41476964544825645], [-1.7196443068532776, -0.3820033093027224], [-1.7264193355986428, -0.34971207571298746], [-1.732499305333188, -0.3178778743998978], [-1.7377830623859103, -0.2864953396376645], [-1.7425798350355477, -0.2556169468529882], [-1.7466077779605909, -0.22520529851014803], [-1.7503293314221466, -0.19532100950882203], [-1.7531400853666872, -0.16589194078697778], [-1.7556482523468968, -0.1369885406606975], [-1.757565399533443, -0.10857912107168835], [-1.7590448502662102, -0.08067875846683686], [-1.7600787228646297, -0.053283042408392094], [-1.7607216875621396, -0.026393801559387267], [-1.761042575703265, 0.0], [-1.7607207226095367, 0.02636811788081642], [-1.7600750763156972, 0.053241354665158], [-1.7590228029694386, 0.08060998714759311], [-1.7575212445561352, 0.10847189310036319], [-1.7556464415669089, 0.13683110336027193], [-1.7531597211084862, 0.1656725529000294], [-1.7503577576277396, 0.195027108714996], [-1.7466527952991717, 0.2248246835939394], [-1.7426481684168726, 0.2551373486685219], [-1.7378757993880756, 0.28590328395017917], [-1.732625857511712, 0.31716094265853856], [-1.7265762350456522, 0.34885475077508776], [-1.7198707724391913, 0.3809989954955728], [-1.7124965169627786, 0.4135989847837866], [-1.7042589746974295, 0.4465988223813889], [-1.6954076470933863, 0.48005597087880986], [-1.6855780734052073, 0.5138667643477555], [-1.674899951052765, 0.5480517592860567], [-1.663456716549468, 0.5826391346318013], [-1.6509805313680932, 0.6175273907289045], [-1.6376562650204736, 0.6527678205766506], [-1.6233098936740094, 0.6883298316816779], [-1.6076415782634959, 0.7240766447279169], [-1.590983689184595, 0.760097567845212], [-1.5733224939523864, 0.7963797282753269], [-1.5544784031114454, 0.8327926598680795], [-1.5346218937741885, 0.8692916163505858], [-1.5137123131840693, 0.9059593110273709], [-1.4916430574052306, 0.9427172198513774], [-1.4683150968001915, 0.9794757722031407], [-1.4436314270131363, 1.0161345030789646], [-1.4177452383784135, 1.052777157541769], [-1.3905959553252363, 1.0893367663907993], [-1.362124282639756, 1.125734099233961], [-1.3322778204533845, 1.161887551906681], [-1.3009674590527545, 1.197671496258762], [-1.2683031716821134, 1.2331460122368576], [-1.2342539591769779, 1.268241665767395], [-1.1985986310717918, 1.3028869037965798], [-1.1614459916716755, 1.3370082246256045], [-1.1228107465897943, 1.3705198876493678], [-1.0826189489693372, 1.4026002399897002], [-1.040937221633017, 1.433898262980885], [-0.9977646222313317, 1.464310483090761], [-0.9531018574588309, 1.4937954938482907], [-0.9069536623050019, 1.5222539662626418], [-0.859328445126771, 1.5496205667397442], [-0.8102415581227613, 1.5758156996523696], [-0.7597162003844518, 1.6007831163457877], [-0.7077766253232984, 1.6244457881468626], [-0.6544097883542256, 1.6466569921097707], [-0.5996596437622699, 1.667334002594179], [-0.5435922965754012, 1.6864760261996574], [-0.48627433208127063, 1.7040468417710746], [-0.42767272160420317, 1.7197251703974978], [-0.3678861548172352, 1.7335678469370204], [-0.30699546020401025, 1.745562643058426], [-0.2450253130518733, 1.7554638190658234], [-0.18208142871225425, 1.7633479522720796], [-0.11822420366711846, 1.7690558952331075], [-0.053538388828314985, 1.7725417112361073], [0.011893187240262152, 1.7737917657451088], [0.07797303587858236, 1.772477231331398], [0.14460404890250597, 1.7687816026349132], [0.21166932998160867, 1.7625070328165362], [0.2790808814046994, 1.75378601013548], [0.3467335131752965, 1.742562092610701], [0.414441361743642, 1.7284420675624244], [0.4821423991746157, 1.7117164083012504], [0.5496760931828341, 1.6922176257229398], [0.6167634227877332, 1.6700664228236008], [0.6829331970027636, 1.6451257997472941], [0.7485039692031001, 1.6173308338016112], [0.8133943249787456, 1.586794619874766], [0.8774756653441931, 1.5535373338014737], [0.9405153791383759, 1.5174044005160474], [1.0024767605560667, 1.4786079185581216], [1.0631702287133937, 1.4370874666295215], [1.1224732882029456, 1.3929141023372473], [1.180189267679736, 1.346062575893558], [1.236238357344055, 1.2966592984868504], [1.2905195971055958, 1.2448092582904182], [1.34269926282601, 1.1903791984031105], [1.3928797731891598, 1.1336824340853215], [1.440848021894113, 1.0747307109032012], [1.4863817419734409, 1.013541990377838], [1.5294914769733128, 0.9503265834148485], [1.5699639018368259, 0.8851145073576346], [1.6077563444520095, 0.8180922788632348], [1.6428011303343262, 0.7493896683160723], [1.6749619969729719, 0.6791342936823288], [1.7040236516530418, 0.6073897680054212], [1.730139841626017, 0.5344217782779279], [1.7529481510201785, 0.46026490724288427], [1.7726632899080723, 0.385175715771013], [1.7892091529728953, 0.3092940933949471], [1.8026367065455693, 0.23273704196851186], [1.8113570527139533, 0.15570783210417272], [1.8181418808558725, 0.07842065367100272], [1.8218639931578273, 0.0006221846044103987]], [[2.0603244162177643, -0.006983252157001136], [2.0396095498931226, -0.06315000159816067], [2.016726504812888, -0.11710973669844044], [1.9923663401043352, -0.1713169856210687], [1.9646018289096538, -0.2263673308886451], [1.9346515927678367, -0.28234578546829503], [1.9025030340033986, -0.3387064298732999], [1.8682607262581334, -0.39550689273795464], [1.8318218671392534, -0.4526605780699173], [1.7935649578980621, -0.5100576325517089], [1.7533646378676093, -0.567643576488069], [1.7113814969359242, -0.6251603501416639], [1.6677751512207042, -0.6826348335823914], [1.622492065290974, -0.7397611480670508], [1.5756241622905098, -0.7963161732750503], [1.5272140197715098, -0.8521545596773311], [1.477279030883076, -0.9070214304789964], [1.4259447551513151, -0.9607538015220577], [1.3730944839648256, -1.0130693569179448], [1.318915503690492, -1.0639239854759461], [1.2634812980250403, -1.113256332818333], [1.206689496702089, -1.1605827490626273], [1.1487393344665464, -1.206040058539282], [1.0896670449699857, -1.249462058718758], [1.029490393845571, -1.2906141749495512], [0.9683140107000832, -1.3295220261965184], [0.9063423309861477, -1.3663736851266894], [0.8424336669897143, -1.400852400890801], [0.7713680081731372, -1.432742862051876], [0.6997841289043242, -1.4622240258511108], [0.627840411140093, -1.4892805967336333], [0.5555303447182108, -1.5133960994941487], [0.4831159511062791, -1.5349733987341265], [0.41072021115079266, -1.5541831678917382], [0.3384422702303091, -1.5707569715701626], [0.26642979049638693, -1.5849230585606473], [0.19476966277438665, -1.5964100237781225], [0.12361574678414249, -1.6057861946256153], [0.053069899941331114, -1.6132195171190926], [-0.016768861409929572, -1.618799818230634], [-0.08580183776910592, -1.6225097901056458], [-0.15392149286550708, -1.6244971931255814], [-0.22105670398219548, -1.6249241417973714], [-0.28710875521128654, -1.623492030060401], [-0.35202591861848465, -1.6209703422610644], [-0.4157202680252917, -1.6169836276427205], [-0.47814956665352737, -1.6112782676999142], [-0.5392163716892442, -1.604163807405854], [-0.5988948962129773, -1.595636469098257], [-0.6571605929883504, -1.5852495008058771], [-0.7139076877096415, -1.573157798123025], [-0.7691083016663711, -1.559125744708915], [-0.8227513533869002, -1.5431123424148834], [-0.8748171359667216, -1.525188603569937], [-0.9252804597801245, -1.505254887561992], [-0.9741319609377204, -1.483798589837424], [-1.0213626084305547, -1.460626179779778], [-1.0669688098975398, -1.4358699977508365], [-1.1109522867604726, -1.409834623098996], [-1.15329409021279, -1.382447010040287], [-1.1940321324708931, -1.353793904840473], [-1.2331814609889369, -1.3240986806641246], [-1.2707592623624513, -1.2933324180550225], [-1.3067860186683244, -1.2616786307501746], [-1.3412767799673413, -1.224519390649542], [-1.37410587150675, -1.1868604113454013], [-1.4054346299513545, -1.1488964018026362], [-1.4340587043674147, -1.1107301109003984], [-1.4610736067569592, -1.0724021770371752], [-1.4869117197509159, -1.0339873647524245], [-1.511457088117662, -0.9953880934817512], [-1.5348280135936754, -0.956777116541089], [-1.5570679863545829, -0.9182317572828635], [-1.5782422708604904, -0.8798144018394987], [-1.598228463797877, -0.8414353910005559], [-1.617119856587029, -0.8031931914440181], [-1.6350189679171896, -0.7652064583196283], [-1.651924105083864, -0.7274643094389964], [-1.6677250706046427, -0.6899127247879069], [-1.6826259176691296, -0.652699880962701], [-1.6981086543951034, -0.6158279202804972], [-1.7127312556973362, -0.579266254328801], [-1.726169686812977, -0.5431269050592927], [-1.7378519563473414, -0.5073567425480338], [-1.7476394363258585, -0.47196075209934135], [-1.756710279498474, -0.43704291938238227], [-1.7648100981430215, -0.40254355491061766], [-1.7721922278297388, -0.3685339312393472], [-1.7788141202223122, -0.33499873387962675], [-1.7845730583645534, -0.30193448365000325], [-1.7897876994714468, -0.2693933643348228], [-1.7941671414472813, -0.23733851092123265], [-1.7981878956823965, -0.2058338506271428], [-1.8012336979609238, -0.1748124399876813], [-1.803932618403584, -0.14434950269119076], [-1.805944004000668, -0.11441541951944373], [-1.8074459590554628, -0.08502451563588947], [-1.8086722920235179, -0.05617030185202793], [-1.8094784891725968, -0.027852135991638147], [-1.8098433726797407, 0.0], [-1.8094669724626131, 0.027701192124434407], [-1.8086285004132776, 0.056000879836429596], [-1.8072135999647294, 0.08482340475832469], [-1.8054406938877037, 0.11417058629508918], [-1.803799725432922, 0.14404939397333621], [-1.8012457764749827, 0.17444634436824863], [-1.7982313705443012, 0.2053919250413621], [-1.7942411751571532, 0.23681233136107216], [-1.7898992192296566, 0.2687724439266247], [-1.7847201227325051, 0.30120390841580397], [-1.7790070479738516, 0.33414304901769976], [-1.7724300841881933, 0.36753867074122293], [-1.7651362480235389, 0.40140168678869237], [-1.7571122032765631, 0.4357364670590023], [-1.7481545123173827, 0.47048307009417645], [-1.7385140017263565, 0.5056930481080025], [-1.7278147193816762, 0.5412602963953564], [-1.7161852848832686, 0.5772013329696333], [-1.7037014275044287, 0.6135383174385471], [-1.6900920026503272, 0.6501730237902885], [-1.6755237147637771, 0.6871471944320814], [-1.6590550235237547, 0.7244271946903756], [-1.640311728709215, 0.7618757992262507], [-1.620058457000816, 0.7995724449530613], [-1.5986531253365048, 0.8374998980801697], [-1.5764791749930318, 0.8755255225186682], [-1.5549352308464017, 0.9135970874155783], [-1.532320610568621, 0.9517954751106844], [-1.5085713416173134, 0.9900357832309239], [-1.4836415694297806, 1.0282283309212847], [-1.4574607989315098, 1.0662551452490103], [-1.4301362913261522, 1.104215364269699], [-1.4016094176448215, 1.142012626615539], [-1.371873729107944, 1.1795858589122457], [-1.3408997673486558, 1.216837825471418], [-1.308639151946221, 1.2536472388847026], [-1.275162101596078, 1.2900656296608166], [-1.2404328554320463, 1.326003865340758], [-1.2023849767820871, 1.3614035925844972], [-1.1623804663356585, 1.396178608762757], [-1.120810145610695, 1.430233969501897], [-1.0775977982049454, 1.4576625834688093], [-1.032816372317945, 1.483971572430858], [-0.9864663771507973, 1.508807439468888], [-0.9385522066314661, 1.5324450581927889], [-0.8890811236422402, 1.5546186437042668], [-0.838065721886934, 1.5754099433814845], [-0.7855247746322912, 1.5947211568880932], [-0.7314866316714475, 1.6126391117643606], [-0.6759799814332847, 1.6290935520484857], [-0.6189960006353699, 1.6442103110226092], [-0.5605835038368047, 1.6577543098191456], [-0.5008139362509745, 1.6698349266439623], [-0.43975888529772467, 1.6802026899948157], [-0.3773882400727778, 1.6888285381507793], [-0.3138059879104879, 1.6956092537176306], [-0.24909731725729267, 1.7005741105641443], [-0.18328984776726304, 1.7036342429551612], [-0.11649477713484388, 1.704543179922713], [-0.04877644856988413, 1.7032639757180355], [0.019776917897302702, 1.699795399267235], [0.08907812633820458, 1.6941224522343332], [0.15902786642119013, 1.6860899623719094], [0.22952636632348897, 1.6759499792437322], [0.3004521014045875, 1.663323162328197], [0.37171699548515086, 1.6484940067808336], [0.4432138324638478, 1.6314166094613198], [0.5147531110156124, 1.6116733129821335], [0.5862738725713653, 1.5896564594498432], [0.657614391048538, 1.565154502575137], [0.7270569392396239, 1.5383655701873906], [0.7918628084013997, 1.5092640763907075], [0.8560934105945082, 1.4779049851080914], [0.9196555346928933, 1.4442410721754184], [0.9824555644336869, 1.4083093640421231], [1.0444035980352602, 1.3703117378679126], [1.1054488920920271, 1.3303066438050246], [1.1654372501997614, 1.288178595110131], [1.22431938860371, 1.2441394798609136], [1.2819471429848246, 1.1981204603712183], [1.3382700536927599, 1.1502257555178481], [1.3932356260661463, 1.1006008189244076], [1.4465983408219705, 1.0491134020467305], [1.4984566443508618, 0.9960545535260632], [1.548675454799016, 0.9414891595081641], [1.5971026160737034, 0.8854293581504659], [1.6437605000998934, 0.8280508112553638], [1.688451296895929, 0.7691927786170303], [1.7312266325548482, 0.7092742077173533], [1.7720198978769628, 0.6482891336680853], [1.8108181042373805, 0.5865711978095103], [1.8473851110301065, 0.5238655101363945], [1.881903177196839, 0.4605846488716182], [1.9140999305437283, 0.39667848491559937], [1.9441671866284889, 0.33245272028647954], [1.972068841570968, 0.2680273532568978], [1.9977490915209752, 0.20319563397463677], [2.0201337031772515, 0.13832657704103732], [2.041261667566979, 0.0736974046276656], [2.0603244162177647, 0.006754926632962937]], [[2.287833367696814, -0.012957801029784865], [2.2419877629412706, -0.03559825413082542], [2.1950173831275555, -0.05535814540757488], [2.1473210559550986, -0.07671307856098109], [2.0981696747060123, -0.10073250708230509], [2.048253393706774, -0.12760339628527242], [1.9976212657494232, -0.1564467854491392], [1.9464029098818973, -0.18747308286986125], [1.8946603043338208, -0.22080124738288034], [1.8425764535061417, -0.2561686568080871], [1.7901668941187225, -0.2937468407243048], [1.7374644069257512, -0.33309830761382764], [1.6845687112298542, -0.37433564188972546], [1.6314003503109114, -0.41706821403083183], [1.5779129589693934, -0.4609013137076193], [1.524092770719582, -0.5056902804923664], [1.4698544428911537, -0.5510422436366518], [1.4151663287356195, -0.5966051783481716], [1.359931918147567, -0.6421724549650095], [1.3041721509704043, -0.6875324224446877], [1.2478893860883513, -0.7326332478397619], [1.1909058184250965, -0.7767793313398595], [1.1333237318526213, -0.8201252083060762], [1.0751214883577573, -0.8624609591978536], [1.0162077917544505, -0.9033618616772201], [0.9566762121994039, -0.9430096167359289], [0.8966151206256825, -0.9814643639712686], [0.8349106029926978, -1.0184486712270533], [0.7664912554239804, -1.0535258571889445], [0.6976483108951955, -1.0868629387461235], [0.628467248084973, -1.1183059273585045], [0.5589342624529089, -1.1473966737829728], [0.4892317832037689, -1.174377402753367], [0.41948238114712993, -1.1995421605983005], [0.3497325608631601, -1.2224681477032566], [0.2801117058476254, -1.243377493354819], [0.21069148684489422, -1.2620486897013707], [0.14160591150309318, -1.2790484043095238], [0.07294961854701641, -1.2945820790233966], [0.004808132258108523, -1.3087971860749912], [-0.06273974818394869, -1.3215237263012265], [-0.12959177907938024, -1.3330515351982346], [-0.19568022283316733, -1.3433584757531432], [-0.26091924904060754, -1.3519909742698413], [-0.3252345646630356, -1.3599313672973325], [-0.3885442835753986, -1.3665479746959466], [-0.45078934161438283, -1.371307524544205], [-0.5118647452608965, -1.3746678863491477], [-0.5717210739133525, -1.3765082928609427], [-0.6303091806642386, -1.376044906494365], [-0.6875166110903396, -1.3735594923420307], [-0.7432942204766013, -1.3687019074090911], [-0.7976080564522409, -1.361360069988135], [-0.8504270667904397, -1.3516467326452026], [-0.901712584141455, -1.3394331341247805], [-0.9514572631116136, -1.3253976635093307], [-0.9996410021249547, -1.3092756427672483], [-1.0462513669279847, -1.291227439071061], [-1.0912973526550942, -1.2716793299061044], [-1.1347505648406702, -1.250516643328067], [-1.1766379861433895, -1.2278243602649315], [-1.2169747550593917, -1.2038870995292263], [-1.2557677359491273, -1.1786442799471897], [-1.293037328068632, -1.1523223189344036], [-1.328795176297664, -1.1204938848705681], [-1.3629312695880362, -1.0880064338615902], [-1.3955834593246368, -1.0550073304845848], [-1.4248404055555197, -1.0216433197468464], [-1.4523398831579273, -0.9878619445917145], [-1.47875094658976, -0.9538450077812592], [-1.5040165368392862, -0.9195069704792679], [-1.5281885197065403, -0.8850071701967958], [-1.55125647495032, -0.8503733385547043], [-1.573293964276336, -0.8157143919068359], [-1.5942555017224347, -0.7809836667583036], [-1.614204843921506, -0.7462631794076661], [-1.633150558453308, -0.7116485140474985], [-1.651131632433491, -0.6771510013893605], [-1.6681094973111812, -0.6427475589009525], [-1.6841897956168124, -0.6085677162561292], [-1.7007699862773245, -0.5746095439540373], [-1.7175266228907067, -0.5408686109614761], [-1.7326748934402287, -0.5074323403922387], [-1.7456687759693512, -0.4742538451722243], [-1.7566174345794097, -0.44135580098871136], [-1.7666573658358113, -0.40883562506447624], [-1.77563579443825, -0.37665270636416004], [-1.7837866656063832, -0.34488352454193827], [-1.7910985323452073, -0.31352869906785596], [-1.797491254818556, -0.28259254611475615], [-1.8032215414003663, -0.2521128509402735], [-1.8080477149493748, -0.22206563166462126], [-1.8123495536918843, -0.19250844373172787], [-1.8156686331011227, -0.16341688133262755], [-1.8185304085915648, -0.1348644745480519], [-1.8207150471028053, -0.1068406750189366], [-1.8223900764971936, -0.07935351271147166], [-1.8238832880129112, -0.05239022233321685], [-1.8248454260161369, -0.025941910004050463], [-1.8252492945769303, 0.0], [-1.8248239650071152, 0.025889483663952214], [-1.8238086784151901, 0.05231400721439435], [-1.822059995390857, 0.07923460942219164], [-1.8199339732058009, 0.1066668478961746], [-1.8182399448638327, 0.13462815638876968], [-1.815649134061694, 0.16311497815981596], [-1.8124614903755891, 0.19214395887441205], [-1.8082583786270432, 0.22164306181924143], [-1.8035274087167152, 0.25162708959726887], [-1.7978645935231174, 0.28202142845594425], [-1.7915362840340006, 0.3128442339174903], [-1.78429602431231, 0.344075394083605], [-1.7762553300947728, 0.3757087038725861], [-1.767406204196001, 0.40774352485249404], [-1.7575694767414962, 0.44011927152186286], [-1.7469233001004305, 0.4728493065831006], [-1.735160855211426, 0.5058458498646418], [-1.7223695119453213, 0.5391051035844101], [-1.708574717891581, 0.5726184179030817], [-1.6935802005819696, 0.6063290876867826], [-1.6774385824139435, 0.6402281448614265], [-1.6591949096232907, 0.6742790886295348], [-1.6384632855067214, 0.7083804773525567], [-1.615518432943262, 0.7425493533262126], [-1.5918090522195165, 0.7767578771772445], [-1.5682238693262978, 0.8109005669302348], [-1.545243683935304, 0.8449110516184393], [-1.521184452279495, 0.878839303321512], [-1.4960232429516656, 0.912599355813501], [-1.4697651275287675, 0.9461273085319395], [-1.4423653715138887, 0.97927300993229], [-1.4138867204759265, 1.0121607688167904], [-1.3842728550077688, 1.0446126852841542], [-1.3535676318352239, 1.0766513800191921], [-1.3217636394764805, 1.1081525773606187], [-1.2888516079027605, 1.1390408422860527], [-1.2548634016136242, 1.1693248345632157], [-1.219759011143267, 1.1988606364136398], [-1.180383476016219, 1.2276586197598618], [-1.138893718204378, 1.2556069206199136], [-1.0959213228286133, 1.282664743921012], [-1.0514035222503089, 1.3031328850361439], [-1.0054159360430106, 1.322329204205132], [-0.9579628088920986, 1.3398109152755282], [-0.9090634019125846, 1.3559679165728076], [-0.8587315253309682, 1.3704758220856195], [-0.806993224865683, 1.3834900608988345], [-0.7538732249029849, 1.3948748549041377], [-0.6994125542811357, 1.4048153411946818], [-0.6436475436297338, 1.4132255116250467], [-0.5865890582136861, 1.4204147600289196], [-0.5282892154502179, 1.4261058508440008], [-0.4688179081377935, 1.4304701092517946], [-0.40824398344424034, 1.4331720998213913], [-0.34655705033887957, 1.4344076475474707], [-0.28384948292004697, 1.4339917716333812], [-0.220197080407955, 1.4319804570484875], [-0.15562974386415981, 1.4284339510828254], [-0.09024600431435434, 1.4229329033938385], [-0.02410611654869295, 1.4155238838830424], [0.0427150844180086, 1.406242241342084], [0.11013928756164743, 1.3950629742204432], [ | 3D array of the dimensional x and y airfoil coordinates of the airfoils interpolated along span for n_span stations. The origin is placed at the pitch axis.
blade.internal_structure_2d_fem.twist | intermediate | rad | [0.23226842, 0.23226842, 0.23226842, 0.23226842, 0.23226842, 0.23177952995161583, 0.21529632586872785, 0.19721961079680533, 0.18514807171207343, 0.17410387663620222, 0.16383607496599703, 0.15332788873648878, 0.14234850717202885, 0.13117259544518314, 0.11978974334496972, 0.10878820207054614, 0.0981606238100572, 0.08749258678908103, 0.07684918273625144, 0.0666974599028185, 0.057119320423043685, 0.04915360521180829, 0.04213652661331365, 0.03497168732047607, 0.027827774414301336, 0.02059416410129949, 0.013479022333971994, 0.006780948827297131, 0.002377764073136631, 0.00185005] | 1D array of the twist values defined along blade span. The twist is defined positive for negative rotations around the z axis (the same as in BeamDyn).
blade.internal_structure_2d_fem.chord | intermediate | m | [3.542, 3.5829065688610924, 3.8701677888975055, 4.113082662273744, 4.386184316700438, 4.5705983562554815, 4.6343256119198495, 4.646781924312676, 4.545529346958071, 4.426741607305162, 4.320291925514559, 4.205548041683577, 4.080209090674618, 3.9498741541952938, 3.8144707942245812, 3.6834791267944174, 3.5568910997434435, 3.4298965523912854, 3.3026551714743477, 3.1754137920031074, 3.0481724135647097, 2.9209310350823983, 2.793689656426132, 2.666448158844707, 2.5392068063848345, 2.416417405464169, 2.280796764281841, 2.1030278893097076, 1.5245990923819477, 1.419] | 1D array of the chord values defined along blade span.
blade.internal_structure_2d_fem.pitch_axis | intermediate |  | [0.5, 0.4915122797251875, 0.4676395111012256, 0.4437667424772636, 0.4198939738533017, 0.4, 0.4, 0.4, 0.4, 0.4, 0.4, 0.4, 0.4, 0.4, 0.4, 0.4, 0.4, 0.4, 0.4, 0.4, 0.4, 0.4, 0.4, 0.4, 0.4, 0.4, 0.4, 0.4, 0.4, 0.4] | 1D array of the chordwise position of the pitch axis (0-LE, 1-TE), defined along blade span.
blade.interp_airfoils.s | intermediate |  | [0.0, 0.034482758620689655, 0.06896551724137931, 0.10344827586206896, 0.13793103448275862, 0.1724137931034483, 0.20689655172413793, 0.24137931034482757, 0.27586206896551724, 0.3103448275862069, 0.3448275862068966, 0.3793103448275862, 0.41379310344827586, 0.4482758620689655, 0.48275862068965514, 0.5172413793103449, 0.5517241379310345, 0.5862068965517241, 0.6206896551724138, 0.6551724137931034, 0.6896551724137931, 0.7241379310344828, 0.7586206896551724, 0.7931034482758621, 0.8275862068965517, 0.8620689655172413, 0.896551724137931, 0.9310344827586207, 0.9655172413793103, 1.0] | 1D array of the non-dimensional spanwise grid defined along blade axis (0-blade root, 1-blade tip)
blade.interp_airfoils.pitch_axis | intermediate |  | [0.5, 0.4915122797251875, 0.4676395111012256, 0.4437667424772636, 0.4198939738533017, 0.4, 0.4, 0.4, 0.4, 0.4, 0.4, 0.4, 0.4, 0.4, 0.4, 0.4, 0.4, 0.4, 0.4, 0.4, 0.4, 0.4, 0.4, 0.4, 0.4, 0.4, 0.4, 0.4, 0.4, 0.4] | 1D array of the chordwise position of the pitch axis (0-LE, 1-TE), defined along blade span.
blade.interp_airfoils.chord | intermediate | m | [3.542, 3.5829065688610924, 3.8701677888975055, 4.113082662273744, 4.386184316700438, 4.5705983562554815, 4.6343256119198495, 4.646781924312676, 4.545529346958071, 4.426741607305162, 4.320291925514559, 4.205548041683577, 4.080209090674618, 3.9498741541952938, 3.8144707942245812, 3.6834791267944174, 3.5568910997434435, 3.4298965523912854, 3.3026551714743477, 3.1754137920031074, 3.0481724135647097, 2.9209310350823983, 2.793689656426132, 2.666448158844707, 2.5392068063848345, 2.416417405464169, 2.280796764281841, 2.1030278893097076, 1.5245990923819477, 1.419] | 1D array of the chord values defined along blade span.
blade.interp_airfoils.r_thick_yaml | intermediate |  | [0.0, 0.0, 0.0, 0.0, 0.0, 0.0, 0.0, 0.0, 0.0, 0.0, 0.0, 0.0, 0.0, 0.0, 0.0, 0.0, 0.0, 0.0, 0.0, 0.0, 0.0, 0.0, 0.0, 0.0, 0.0, 0.0, 0.0, 0.0, 0.0, 0.0] | 1D array of the relative thicknesses of the blade defined along span.
blade.pa.s | intermediate |  | [0.0, 0.034482758620689655, 0.06896551724137931, 0.10344827586206896, 0.13793103448275862, 0.1724137931034483, 0.20689655172413793, 0.24137931034482757, 0.27586206896551724, 0.3103448275862069, 0.3448275862068966, 0.3793103448275862, 0.41379310344827586, 0.4482758620689655, 0.48275862068965514, 0.5172413793103449, 0.5517241379310345, 0.5862068965517241, 0.6206896551724138, 0.6551724137931034, 0.6896551724137931, 0.7241379310344828, 0.7586206896551724, 0.7931034482758621, 0.8275862068965517, 0.8620689655172413, 0.896551724137931, 0.9310344827586207, 0.9655172413793103, 1.0] | 1D array of the non-dimensional spanwise grid defined along blade axis (0-blade root, 1-blade tip)
blade.ps.s | intermediate |  | [0.0, 0.034482758620689655, 0.06896551724137931, 0.10344827586206896, 0.13793103448275862, 0.1724137931034483, 0.20689655172413793, 0.24137931034482757, 0.27586206896551724, 0.3103448275862069, 0.3448275862068966, 0.3793103448275862, 0.41379310344827586, 0.4482758620689655, 0.48275862068965514, 0.5172413793103449, 0.5517241379310345, 0.5862068965517241, 0.6206896551724138, 0.6551724137931034, 0.6896551724137931, 0.7241379310344828, 0.7586206896551724, 0.7931034482758621, 0.8275862068965517, 0.8620689655172413, 0.896551724137931, 0.9310344827586207, 0.9655172413793103, 1.0] | 1D array of the non-dimensional spanwise grid defined along blade axis (0-blade root, 1-blade tip)
floating.location | output | m | [[0.0, 0.0, -120.0], [0.0, 0.0, 10.0], [5.2, 0.0, -70.0], [5.2, 2.0943951023931953, -70.0], [5.2, 4.1887902047863905, -70.0], [853.87, 0.0, -320.0], [853.87, 2.0943951023931953, -320.0], [853.87, 4.1887902047863905, -320.0]]
floating.member_spar:outer_diameter | intermediate | m | [9.4, 9.4, 9.4, 9.4, 6.5, 6.5]
floating.member_fairlead_leg1:outer_diameter | intermediate | m | [1.0, 1.0]
floating.member_fairlead_leg2:outer_diameter | intermediate | m | [1.0, 1.0]
floating.member_fairlead_leg3:outer_diameter | intermediate | m | [1.0, 1.0]
high_level_tower_props.rotor_diameter | intermediate | m | 126 | Diameter of the rotor used in WISDEM. It is defined as two times the blade length plus the hub diameter.
mooring.joints_xyz | intermediate | m | [[0.0, 0.0, -120.0], [0.0, 0.0, 10.0], [5.2, 0.0, -70.0], [-2.5999999999999988, 4.503332099679081, -70.0], [-2.6000000000000023, -4.5033320996790795, -70.0], [853.87, 0.0, -320.0], [-426.93499999999983, 739.4731115294187, -320.0], [-426.9350000000004, -739.4731115294184, -320.0], [0.0, 0.0, -69.9994]]
tower_grid.ref_axis | intermediate | m | [[0.0, 0.0, 10.0], [0.0, 0.0, 17.770000000000003], [0.0, 0.0, 25.54], [0.0, 0.0, 33.31], [0.0, 0.0, 41.08], [0.0, 0.0, 48.85], [0.0, 0.0, 56.62000000000001], [0.0, 0.0, 64.39], [0.0, 0.0, 72.16], [0.0, 0.0, 79.93], [0.0, 0.0, 87.7]] | 2D array of the coordinates (x,y,z) of the tower reference axis. The coordinate system is the global coordinate system of OpenFAST: it is placed at tower base with x pointing downwind, y pointing on the side and z pointing vertically upwards. A standard tower configuration will have zero x and y values and positive z values.
drivese.s_drive | output | m | [-4.250903649996668, -3.250903649996668, -2.250903649996668, -1.5009036499966681, -0.7509036499966681, 0.19409635000333214, 1.1390963500033324, 1.239096350003332, 1.4230963500033322, 1.6070963500033324, 2.563096350003332, 3.5190963500033314]
drivese.bedplate_web_height | output | m | 1.3421
drivese.s_mb1 | output | m | 1.6071
drivese.s_mb2 | output | m | 1.2391
drivese.mb1_mass | intermediate | kg | 1480.5536
drivese.mb1_I | intermediate | kg*m**2 | [134.02030141105146, 70.60698288392041, 70.60698288392041]
drivese.mb1_max_defl_ang | intermediate | rad | 0.0087266
drivese.mb2_mass | intermediate | kg | 1349.6241
drivese.mb2_I | intermediate | kg*m**2 | [118.75932276225049, 61.522018282783314, 61.522018282783314]
drivese.mb2_max_defl_ang | intermediate | rad | 0.078
drivese.s_gearbox | output | m | 0.1941
drivese.s_generator | output | m | -3.2509
drivese.F_mb1 | output | N | [[1078202.3713600277], [7195.313312353101], [-841511.493179786]]
drivese.F_mb2 | output | N | [[-0.0], [-0.0], [-0.0]]
drivese.F_torq | output | N | [[-0.0], [-0.0], [-0.0]]
drivese.F_generator | output | N | [[-21810.236927585607], [-0.0], [-249310.70543865487]]
drivese.M_mb1 | output | N*m | [[-0.0], [-0.0], [-0.0]]
drivese.M_mb2 | output | N*m | [[-0.0], [-803931.3500958413], [1112857.294475201]]
drivese.M_torq | output | N*m | [[12395130.650964573], [-0.0], [-0.0]]
drivese.M_generator | output | N*m | [[129115.94428088106], [-432394.7153220947], [-0.0]]
drivese.other_mass | output | kg | 43202.7484
drivese.bedplate_E | output | Pa | 200000000000
drivese.bedplate_G | output | Pa | 79300000000
drivese.bedplate_rho | output | kg/m**3 | 7800
drivese.bedplate_Xy | output | Pa | 345000000
drivese.rotor_diameter | intermediate | m | 126
drivese.rated_torque | intermediate | N*m | 4299236.781
drivese.lss_spring_constant | output | N*m/rad | 365776817.4867
drivese.hss_spring_constant | output | N*m/rad | 36022062.3288
drivese.blades_I | intermediate | kg*m**2 | [35590815.60501075, 17795407.802505374, 17795407.802505374, 0.0, 0.0, 0.0]
drivese.hub_system_I | output | kg*m**2 | [24411.81504992095, 15088.349242535618, 15088.349242535618, 0.0, 0.0, 0.0]
drivese.generator.u_allow_s | output | m | 0
drivese.generator.u_as | output | m | 0
drivese.generator.z_allow_s | output | m | 0
drivese.generator.z_as | output | m | 0
drivese.generator.y_allow_s | output | m | 0
drivese.generator.y_as | output | m | 0
drivese.generator.b_allow_s | output | m | 0
drivese.generator.u_allow_r | output | m | 0
drivese.generator.u_ar | output | m | 0
drivese.generator.y_allow_r | output | m | 0
drivese.generator.y_ar | output | m | 0
drivese.generator.z_allow_r | output | m | 0
drivese.generator.z_ar | output | m | 0
drivese.generator.b_allow_r | output | m | 0
drivese.generator.TC1 | output | m**3 | 0.2479
drivese.generator.TC2r | output | m**3 | 0.18233
drivese.generator.TC2s | output | m**3 | 0
drivese.generator.B_g | output | T | 1.1073
drivese.generator.K_rad | output |  | 0.40164
drivese.generator.D_ratio | output |  | 1.4233
drivese.generator.shaft_rpm | intermediate | rpm | [662.3942151195643, 688.8000315140612, 715.2058479085581, 741.611664303055, 768.0174806975518, 794.4232970920489, 820.8291134865458, 847.2349298810427, 873.6407462755396, 900.0465626700367, 926.4523790645335, 952.8581954590304, 979.2640118535274, 1005.6698282480243, 1032.0756446425212, 1058.481461037018, 1084.887277431515, 1111.293093826012, 1137.6989102205089, 1164.1047266150058]
drivese.generator.eandm_efficiency | output |  | [0.9149419887351358, 0.9205478986973606, 0.9255330590357489, 0.9299840315325811, 0.9339727694657943, 0.9375594799064275, 0.9407948523837713, 0.9437218093115165, 0.9463768919715534, 0.9487913662697635, 0.9509921112003519, 0.9530023374876814, 0.9548421725184091, 0.9565291392610057, 0.9580785505781194, 0.9595038355945109, 0.960816811180102, 0.9620279088499119, 0.9631463652571288, 0.9641803828063944]
drivese.generator.Copper | output | kg | 354.9795
drivese.generator.Iron | output | kg | 6077.9445
drivese.generator.mass_PM | output | kg | 0
drivese.generator.Structural_mass | output | kg | 13075.4813
drivese.generator.E | intermediate | Pa | 200000000000
drivese.generator.G | intermediate | Pa | 79300000000
drivese.generator.v | output |  | 0.26103
drivese.generator.R_out | output | m | 0.8682
drivese.generator_mass | output | kg | 19508.4053
drivese.s_hss | output | m | [-2.250903649996668, -1.5009036499966681, -0.7509036499966681]
drivese.M_aero_hub | intermediate | N*m | [[12395130.65096458], [895175.7945311329], [1123835.1993675996]]
drivese.generator_I | output | kg*m**2 | [7352.372284369332, 4066.51681736884, 4066.51681736884]
drivese.brake_mass | output | kg | 5245.0689
drivese.brake_I | output | kg*m**2 | [1040.88391780544, 520.44195890272, 520.44195890272]
drivese.hss_E | output | Pa | 205000000000
drivese.hss_G | output | Pa | 80000000000
drivese.hss_rho | output | kg/m**3 | 7850
drivese.hss_Xy | output | Pa | 485000000
drivese.pitch_mass | output | kg | 8294.0331
drivese.pitch_cost | output | USD | 0
drivese.pitch_I | output | kg*m**2 | [18661.574457400424, 9330.787228700212, 9330.787228700212, 0.0, 0.0, 0.0]
drivese.hub_mass | output | kg | 2689.6178
drivese.hub_cost | output | USD | 1344.8089
drivese.hub_cm | output | m | 1.3772
drivese.hub_I | output | kg*m**2 | [4034.4266441797317, 4034.4266441797317, 4034.4266441797317, 0.0, 0.0, 0.0]
drivese.spinner_mass | output | kg | 508.3893
drivese.spinner_cost | output | kg | 186.2733
drivese.spinner_cm | output | m | 1.5
drivese.spinner_I | output | kg*m**2 | [1715.8139483407936, 1715.8139483407936, 1715.8139483407936, 0.0, 0.0, 0.0]
drivese.hub_shell.rho | intermediate | kg/m**3 | 7200
drivese.max_torque | output | N*m | 9038937.2965
drivese.hub_shell.Xy | intermediate | Pa | 265000000
drivese.hub_shell.metal_cost | intermediate | USD/kg | 0.5
drivese.blade_root_diameter | intermediate | m | 3.542
drivese.rated_rpm | intermediate | rpm | 12.1261
drivese.blade_mass | intermediate | kg | 16419.8667
drivese.pitch_system.rho | intermediate | kg/m**3 | 7800
drivese.pitch_system.Xy | intermediate | Pa | 345000000
drivese.pitch_system.BRFM | intermediate | N*m | -15874663.6073
drivese.spinner_gust_ws | intermediate | m/s | 70
drivese.spinner.composite_Xt | intermediate | Pa | 54470000
drivese.spinner.composite_rho | intermediate | kg/m**3 | 1780
drivese.spinner.Xy | intermediate | Pa | 345000000
drivese.spinner.metal_rho | intermediate | kg/m**3 | 7800
drivese.spinner.composite_cost | intermediate | USD/kg | 3
drivese.spinner.metal_cost | intermediate | USD/kg | 0.7
drivese.lss_rho | output | kg/m**3 | 7850
drivese.L_gearbox | output | m | 1.89
drivese.s_lss | output | m | [1.1390963500033324, 1.239096350003332, 1.4230963500033322, 1.6070963500033324, 3.5190963500033314]
drivese.hub_system_mass | output | kg | 11492.0402
drivese.hub_system_cm | output | m | 1.3827
drivese.F_aero_hub | intermediate | N | [[1152667.590144718], [7195.313312351736], [9693.207769893284]]
drivese.blades_mass | intermediate | kg | 49259.6001
drivese.blades_cm | intermediate | m | 0.99847
drivese.generator_rotor_I | output | kg*m**2 | [3676.186142184666, 2033.25840868442, 2033.25840868442]
drivese.gearbox_mass | output | kg | 21496.1839
drivese.gearbox_I | output | kg*m**2 | [6142.921482130466, 9470.337284951132, 9470.337284951132]
drivese.carrier_mass | output | kg | 9666.6667
drivese.carrier_I | output | kg*m**2 | [2762.424, 1381.212, 1381.212]
drivese.lss_E | output | Pa | 205000000000
drivese.lss_G | output | Pa | 80000000000
drivese.lss_Xy | output | Pa | 485000000
drivese.H_bedplate | output | m | 1.4921
drivese.L_bedplate | output | m | 9.2347
drivese.R_generator | intermediate | m | 0.8682
drivese.generator_cm | intermediate | m | -3.2509
drivese.rho_fiberglass | intermediate | kg/m**3 | 1780
drivese.rho_castiron | intermediate | kg/m**3 | 7200
drivese.mb1_cm | intermediate | m | 1.6071
drivese.mb2_cm | intermediate | m | 1.2391
drivese.gearbox_cm | intermediate | m | 0.1941
drivese.hss_mass | output | kg | 767.0714
drivese.hss_cm | output | m | -1.5009
drivese.hss_I | output | kg*m**2 | [7.952995948540262, 147.80237956679514, 147.80237956679514]
drivese.brake_cm | output | m | 0.097048
drivese.generator_stator_I | output | kg*m**2 | [3676.186142184666, 2033.25840868442, 2033.25840868442]
drivese.lss_mass | output | kg | 4885.2503
drivese.lss_cm | output | m | 2.3291
drivese.lss_I | output | kg*m**2 | [203.3057963628382, 2407.6538651868154, 2407.6538651868154]
drivese.converter_mass | output | kg | 4196.35
drivese.converter_cm | output | m | [0.0, 2.88, 0.945]
drivese.converter_I | output | kg*m**2 | [2498.2969725, 2498.2969725, 2498.2969725]
drivese.transformer_mass | output | kg | 11485
drivese.transformer_cm | output | m | [0.0, -2.88, 0.945]
drivese.transformer_I | output | kg*m**2 | [6837.594749999999, 6837.594749999999, 6837.594749999999]
drivese.yaw_mass | output | kg | 6144.2036
drivese.yaw_cm | output | m | [0.0, 0.0, 0.0]
drivese.yaw_I | output | kg*m**2 | [0.0, 0.0, 0.0]
drivese.bedplate_mass | output | kg | 24073.6322
drivese.bedplate_cm | output | m | [-0.3826349637650175, 0.0, 0.7210629725381429]
drivese.bedplate_I | output | kg*m**2 | [22596.25869385806, 179517.77436061847, 194820.56249401378, 0.0, 0.0, 0.0]
drivese.hvac_mass | output | kg | 511.4097
drivese.hvac_cm | output | m | -3.2509
drivese.hvac_I | output | m | [216.83393223250954, 108.41696611625477, 108.41696611625477]
drivese.platform_mass | output | kg | 17253.3888
drivese.platform_cm | output | m | [0.0, 0.0, 0.0]
drivese.platform_I | output | m | [86136.39335807996, 86136.39335807996, 172268.18581247993]
drivese.cover_mass | output | kg | 3612.3962
drivese.cover_cm | output | m | [-0.4617365036234986, 0.0, 1.2981771549525496]
drivese.cover_I | output | m | [54.022010195143075, 153.34088775463417, 145.07665528034514]
drivese.constr_height | output | m | 1.4921
drivese.L_drive | output | m | 7.77
drivese.shaft_start | output | m | [0.0, 0.0, 1.4921259450762858]
drivese.nacelle_mass | output | kg | 122008.5379
drivese.nacelle_cm | output | m | [0.2874195326669367, -0.17204789408387305, 0.9448340898678061]
drivese.nacelle_I_TT | output | kg*m**2 | [408601.0251926642, 686144.327467173, 772424.7243081297, -16.111911623105698, -38114.99603272395, 19783.82516076196]
drivese.yaw.rho | intermediate | kg/m**3 | 7800
rotorse.rp.aep.CDF_V | intermediate | m/s | [0.06824542890062357, 0.07317591699895976, 0.0782572892593486, 0.0834867729272738, 0.08886152565772643, 0.09437863808619773, 0.10003513644897788, 0.10582798524946013, 0.111754089967113, 0.11781029980574287, 0.1239934104776389, 0.13030016702016722, 0.13672726664136148, 0.14327136159103837, 0.1499290620539624, 0.15669693906157633, 0.16357152741881542, 0.17054932864253203, 0.17762681390806612, 0.18480042700051713, 0.1920665872672923, 0.19942169256853526, 0.20686212222207034, 0.21438423993953504, 0.22198439675041493, 0.22965893391074088, 0.23740418579326206, 0.2452164827559593, 0.25309215398582674, 0.2610275303149113, 0.26901894700566786, 0.2770627465027594, 0.2851552811485054, 0.2932929158592633, 0.30147203076010554, 0.3096890237752422, 0.31794031317172833, 0.32622234005408157, 0.33453157080753404, 0.3428644994877329, 0.35121765015480666, 0.359587579149811, 0.3679708773116699, 0.3763641721328316, 0.38476412985196506, 0.39316745748212356, 0.40157090477291557, 0.4099712661053254, 0.41836538231793574, 0.42675014246341525, 0.4351224854942394, 0.44347940187672463, 0.4518179351325651, 0.46013518330716474, 0.4684283003641737, 0.4766944975057369, 0.48493104441807544, 0.4931352704421229, 0.5013045656690445, 0.5094363819605701, 0.5175282338941716, 0.5255776996332195, 0.5335824217223419, 0.5415401078083175, 0.549448531286918, 0.557305531876211, 0.565109016116925, 0.5728569578005609, 0.5805473983260228, 0.5881784469856199, 0.5957482811813741, 0.6032551465726356, 0.6106973571560927, 0.6180732952793255, 0.6253814115891211, 0.6326202249158333, 0.6397883220951315, 0.6468843577285381, 0.6539070538842126, 0.6608551997394858, 0.6677276511667043, 0.6745233302639786, 0.6812412248324818, 0.687880387801973, 0.6944399366062621, 0.7009190525103597, 0.7073169798910838, 0.7136330254729251, 0.7198665575209853, 0.7260170049928295, 0.7320838566511036, 0.7380666601387833, 0.7439650210189257, 0.7497786017808057, 0.7555071208143176, 0.7611503513545257, 0.7667081203982418, 0.7721803075945045, 0.7775668441108253, 0.7828677114770557, 0.7880829404087153, 0.7932126096116073, 0.7982568445695253, 0.8032158163168381, 0.8080897401977154, 0.8128788746137294, 0.8175835197615456, 0.8222040163623808, 0.8267407443848819, 0.8311941217630395, 0.8355646031107233, 0.8398526784343843, 0.8440588718454349, 0.8481837402737814, 0.8522278721839357, 0.8561918862951032, 0.8600764303065928, 0.8638821796298557, 0.8676098361284179, 0.8712601268669216, 0.874833802870451, 0.8783316378952705, 0.8817544272120527, 0.8851029864026376, 0.8883781501713058, 0.8915807711715089, 0.8947117188489526, 0.8977718783018782, 0.9007621491593426, 0.9036834444782513, 0.9065366896598506, 0.9093228213863385, 0.9120427865782108, 0.9146975413729075, 0.917288050125288, 0.9198152844304095, 0.9222802221690469, 0.9246838465763445, 0.9270271453339509, 0.9293111096859409, 0.9315367335787955, 0.9337050128256638, 0.935816944295095, 0.9378735251243889, 0.9398757519576787, 0.9418246202088197, 0.9437211233491252, 0.9455662522199553, 0.9473609943701341, 0.9491063334181327, 0.9508032484389316, 0.9524527133754431, 0.9540556964743434, 0.955613159746143, 0.9571260584492911, 0.95859534059809, 0.9600219464941686, 0.9614068082812414, 0.9627508495228616, 0.9640549848028517, 0.9653201193480782, 0.9665471486732214, 0.9677369582471703, 0.9688904231806579, 0.9700084079347429, 0.9710917660497208, 0.9721413398940456, 0.9731579604328232, 0.9741424470154336, 0.9750956071818272, 0.976018236487031, 0.9769111183433988, 0.9777750238801264, 0.9786107118195515, 0.9794189283697563, 0.9802004071329793, 0.9809558690293495, 0.9816860222354487, 0.9823915621372072, 0.9830731712966422, 0.9837315194319419, 0.9843672634104078, 0.984981047253762, 0.9855735021553346, 0.9861452465086472, 0.9866968859469133, 0.987229013392978, 0.9877422091192308, 0.988237040817024, 0.9887140636751386, 0.9891738204668462, 0.9896168416451226, 0.9900436454455723, 0.9904547379966367, 0.990850613436662, 0.9912317540374134, 0.9915986303336295, 0.9919517012582219, 0.9922914142827302, 0.9926182055626563] | cumulative distribution function evaluated at each wind speed
rotorse.rp.aep.P | intermediate | W | [47893.288363376385, 58999.2117943597, 71179.61417963941, 84371.1083068666, 98510.3069636926, 113533.82293776848, 129378.2690167455, 145980.25798827494, 163276.40264000793, 181203.31575959563, 199697.61013468928, 218695.89855294, 238261.94142957515, 259107.02655497394, 281281.96172192285, 304703.03579017665, 329286.5376194903, 354948.7560696179, 381605.9800003146, 409174.4982713349, 437570.59974243346, 466728.89864731225, 497450.20800993836, 530028.3378702382, 564226.2462095496, 599806.8910092101, 636533.2302505567, 674168.2219149271, 712486.397551808, 752042.6171893245, 793245.8700455807, 836089.8916774871, 880568.4176419531, 927140.6168359456, 977005.3750436341, 1028149.3373471737, 1081116.021131482, 1135388.7769479405, 1191849.6796352782, 1250227.7233820749, 1310063.3077365786, 1371572.8446409055, 1434972.746037171, 1500479.4238674913, 1568152.822083753, 1637623.425039081, 1708922.9534199014, 1782121.4870032736, 1857289.1055662562, 1934495.888885908, 2013811.9167392896, 2095307.268903456, 2179165.014835197, 2265535.081987108, 2354295.2377267955, 2445319.3521476304, 2538481.2953429855, 2633654.9374062326, 2730714.1484307433, 2829532.798509892, 2929984.7577370447, 3031943.8962055813, 3136556.0177525985, 3246075.6668745307, 3359664.8248514812, 3476376.953160063, 3595265.5132768913, 3715383.96667858, 3835785.7748417445, 3955524.3992429934, 4073653.301358949, 4189225.9426662186, 4301295.784641419, 4408916.288761163, 4516396.7559915995, 4639217.25397961, 4764642.989899427, 4876918.0073765265, 4960286.350036389, 4998992.061504485, 4999999.999369583, 4999999.99716009, 4999999.993818791, 4999999.989825874, 4999999.985661523, 4999999.981805924, 4999999.978739263, 4999999.976941724, 4999999.976687512, 4999999.976862796, 4999999.977218279, 4999999.977752602, 4999999.978464399, 4999999.979352311, 4999999.980414972, 4999999.98165102, 4999999.983059093, 4999999.984637827, 4999999.9863858605, 4999999.98830183, 4999999.990384372, 4999999.9926321255, 4999999.995043725, 4999999.99761781, 5000000.01509149, 5000000.0975145595, 5000000.241290278, 5000000.437654589, 5000000.677843438, 5000000.953092771, 5000001.254638528, 5000001.573716656, 5000001.9015631, 5000002.2294138, 5000002.548504705, 5000002.850071756, 5000003.125350899, 5000003.365578078, 5000003.561989235, 5000003.705820317, 5000003.788307266, 5000003.801523089, 5000003.752326924, 5000003.649732985, 5000003.500481763, 5000003.311313754, 5000003.088969452, 5000002.840189353, 5000002.571713948, 5000002.290283734, 5000002.002639205, 5000001.715520854, 5000001.435669176, 5000001.169824667, 5000000.924727818, 5000000.707119127, 5000000.523739085, 5000000.381328188, 5000000.28662693, 5000000.246375806, 5000000.670646312, 5000002.251327678, 5000004.874904197, 5000008.409137012, 5000012.721787274, 5000017.680616127, 5000023.153384718, 5000029.007854193, 5000035.111785701, 5000041.332940387, 5000047.539079396, 5000053.597963877, 5000059.377354975, 5000064.745013839, 5000069.568701613, 5000073.716179444, 5000077.055208481, 5000079.4535498675, 5000080.778964752, 5000080.936040947, 5000080.19992792, 5000078.7191223465, 5000076.572972931, 5000073.840828376, 5000070.602037387, 5000066.935948667, 5000062.921910921, 5000058.639272855, 5000054.16738317, 5000049.585590572, 5000044.9732437655, 5000040.409691452, 5000035.97428234, 5000031.746365131, 5000027.805288529, 5000024.23040124, 5000021.101051966, 5000018.496589413, 5000016.496362285, 5000015.133525761, 5000013.935781098, 5000012.762609017, 5000011.61799425, 5000010.50592152, 5000009.430375559, 5000008.395341094, 5000007.404802851, 5000006.462745562, 5000005.573153951, 5000004.740012748, 5000003.967306681, 5000003.2590204775, 5000002.619138865, 5000002.0516465735, 5000001.560528329, 5000001.14976886, 5000000.823352894, 5000000.585265161, 5000000.439490386, 5000000.3900133] | power curve (power)
rotorse.rp.cdf.x | intermediate | m/s | [3.0, 3.1105527638190953, 3.221105527638191, 3.3316582914572863, 3.442211055276382, 3.5527638190954773, 3.6633165829145726, 3.7738693467336684, 3.884422110552764, 3.9949748743718594, 4.105527638190955, 4.21608040201005, 4.326633165829145, 4.437185929648241, 4.547738693467337, 4.658291457286432, 4.768844221105528, 4.8793969849246235, 4.989949748743719, 5.100502512562814, 5.211055276381909, 5.321608040201005, 5.432160804020101, 5.542713567839196, 5.653266331658291, 5.763819095477388, 5.874371859296483, 5.984924623115578, 6.0954773869346734, 6.206030150753769, 6.316582914572864, 6.42713567839196, 6.5376884422110555, 6.648241206030151, 6.758793969849247, 6.869346733668342, 6.9798994974874375, 7.090452261306533, 7.201005025125628, 7.311557788944724, 7.42211055276382, 7.532663316582915, 7.64321608040201, 7.7537688442211055, 7.864321608040202, 7.974874371859297, 8.085427135678392, 8.195979899497488, 8.306532663316583, 8.417085427135678, 8.527638190954775, 8.638190954773869, 8.748743718592966, 8.859296482412061, 8.969849246231156, 9.080402010050252, 9.190954773869347, 9.301507537688442, 9.412060301507537, 9.522613065326635, 9.633165829145728, 9.743718592964825, 9.85427135678392, 9.964824120603016, 10.075376884422111, 10.185929648241206, 10.296482412060302, 10.407035175879397, 10.517587939698494, 10.628140703517587, 10.738693467336685, 10.84924623115578, 10.959798994974875, 11.07035175879397, 11.180904522613066, 11.291457286432161, 11.402010050251256, 11.512562814070352, 11.623115577889449, 11.733668341708544, 11.84422110552764, 11.954773869346734, 12.06532663316583, 12.175879396984925, 12.28643216080402, 12.396984924623116, 12.507537688442211, 12.618090452261308, 12.728643216080403, 12.839195979899499, 12.949748743718594, 13.06030150753769, 13.170854271356784, 13.28140703517588, 13.391959798994975, 13.50251256281407, 13.613065326633166, 13.723618090452263, 13.834170854271358, 13.944723618090453, 14.055276381909549, 14.165829145728644, 14.27638190954774, 14.386934673366834, 14.49748743718593, 14.608040201005025, 14.718592964824122, 14.829145728643217, 14.939698492462313, 15.050251256281408, 15.160804020100503, 15.271356783919598, 15.381909547738694, 15.492462311557789, 15.603015075376884, 15.713567839195981, 15.824120603015077, 15.934673366834172, 16.04522613065327, 16.155778894472363, 16.266331658291456, 16.376884422110553, 16.48743718592965, 16.597989949748744, 16.70854271356784, 16.819095477386938, 16.92964824120603, 17.040201005025125, 17.150753768844222, 17.26130653266332, 17.371859296482413, 17.482412060301506, 17.592964824120603, 17.7035175879397, 17.814070351758794, 17.92462311557789, 18.035175879396988, 18.14572864321608, 18.256281407035175, 18.366834170854272, 18.47738693467337, 18.587939698492463, 18.69849246231156, 18.809045226130657, 18.91959798994975, 19.030150753768844, 19.14070351758794, 19.251256281407038, 19.36180904522613, 19.47236180904523, 19.582914572864322, 19.69346733668342, 19.804020100502512, 19.91457286432161, 20.025125628140703, 20.1356783919598, 20.246231155778897, 20.35678391959799, 20.467336683417088, 20.57788944723618, 20.68844221105528, 20.798994974874372, 20.90954773869347, 21.020100502512562, 21.13065326633166, 21.241206030150757, 21.35175879396985, 21.462311557788947, 21.57286432160804, 21.683417085427138, 21.79396984924623, 21.90452261306533, 22.015075376884422, 22.12562814070352, 22.236180904522616, 22.34673366834171, 22.457286432160807, 22.5678391959799, 22.678391959798997, 22.78894472361809, 22.899497487437188, 23.01005025125628, 23.12060301507538, 23.231155778894475, 23.34170854271357, 23.452261306532666, 23.56281407035176, 23.673366834170857, 23.78391959798995, 23.894472361809047, 24.00502512562814, 24.115577889447238, 24.22613065326633, 24.33668341708543, 24.447236180904525, 24.55778894472362, 24.668341708542716, 24.77889447236181, 24.889447236180906, 25.0] | corresponding reference height
rotorse.rp.cdf.xbar | intermediate | m/s | 10 | mean value of distribution
rotorse.rp.gust.V_mean | intermediate | m/s | 10 | IEC average wind speed for turbine class
rotorse.rp.gust.V_hub | intermediate | m/s | 11.7536 | hub height wind speed
rotorse.rp.powercurve.generator_efficiency | intermediate |  | [0.8955462720171254, 0.9009190511101526, 0.905668314610382, 0.9098795476456643, 0.9136238515744923, 0.9169607557259926, 0.9199404079144367, 0.9226052958182501, 0.9249916106638321, 0.9271303357290562, 0.9290481213646267, 0.930767993091151, 0.9323099282083928, 0.9336913281074408, 0.9349274073091993, 0.9360315156014756, 0.9370154061118572, 0.9378894594467998, 0.9386628719403045, 0.939343814435605] | Generator efficiency at various rpm values to support table lookup
rotorse.rp.powercurve.lss_rpm | intermediate | rpm | [6.899939740828794, 7.17500032827147, 7.450060915714147, 7.7251215031568226, 8.000182090599498, 8.275242678042176, 8.550303265484851, 8.825363852927529, 9.100424440370205, 9.375485027812882, 9.650545615255558, 9.925606202698233, 10.200666790140911, 10.475727377583587, 10.750787965026262, 11.02584855246894, 11.300909139911615, 11.575969727354291, 11.851030314796969, 12.126090902239644] | Low speed shaft RPM values at which the generator efficiency values are given
rotorse.rp.powercurve.V | output | m/s | [3.0, 4.272046072021935, 5.304031475548529, 6.080106111341955, 6.588350372834853, 6.82095821746675, 6.867559376486635, 7.192653799388591, 7.791248412775406, 8.6541494974404, 9.768103893234573, 11.116002552239781, 11.75355353922616, 12.677143313907283, 14.42754886624012, 16.340335009504354, 18.386123566365413, 20.533493596628738, 22.7494639864494, 25.0] | wind vector
rotorse.rp.powercurve.Omega | output | rpm | [6.899939740828794, 6.899939740828794, 6.899939740828794, 6.899939740828794, 7.007976800069686, 7.255399946448761, 7.304969235084999, 7.650769631937399, 8.287490043856913, 9.205351183577271, 10.390255768228583, 11.824005037256768, 12.126090902239644, 12.126090902239644, 12.126090902239644, 12.126090902239644, 12.126090902239644, 12.126090902239644, 12.126090902239644, 12.126090902239644] | rotor rotational speed
rotorse.rp.powercurve.P | output | W | [47893.288363376385, 228485.4564755814, 462031.3692370136, 707117.2698156731, 901495.5793154457, 1005573.7825635261, 1027298.8313522877, 1187492.8933728673, 1523203.9682333649, 2107255.4466368314, 3054623.96909019, 4451836.193872845, 5000000.0, 4999999.976667766, 4999999.998604002, 5000003.804890847, 5000000.245432435, 5000081.004199203, 5000015.5664617345, 5000000.3900133] | rotor electrical power
rotorse.rs.aero_gust.V_load | intermediate | m/s | 21.0616
rotorse.rs.Omega_load | intermediate | rpm | 12.1261
rotorse.rs.pitch_load | intermediate | deg | 2.0949
rotorse.rs.aero_hub_loads.V_load | intermediate | m/s | 21.0616
rotorse.rs.brs.rootD | intermediate | m | 3.542 | Blade root outer diameter / Chord at blade span station 0
rotorse.rs.brs.layer_thickness | intermediate | m | [[5e-05, 5e-05, 5e-05, 5e-05, 5e-05, 5e-05, 5e-05, 5e-05, 5e-05, 5e-05, 5e-05, 5e-05, 5e-05, 5e-05, 5e-05, 5e-05, 5e-05, 5e-05, 5e-05, 5e-05, 5e-05, 5e-05, 5e-05, 5e-05, 5e-05, 5e-05, 5e-05, 5e-05, 5e-05, 5e-05], [0.00282, 0.0028200000000000005, 0.00282, 0.00282, 0.00282, 0.00282, 0.0028199999999999996, 0.00282, 0.0028200000000000005, 0.0028200000000000005, 0.00282, 0.0028200000000000005, 0.0028200000000000005, 0.0028200000000000005, 0.0028199999999999996, 0.0028200000000000005, 0.00282, 0.0028200000000000005, 0.0028200000000000005, 0.0028200000000000005, 0.0028200000000000005, 0.0028200000000000005, 0.00282, 0.00282, 0.00282, 0.00282, 0.0028199999999999996, 0.0028200000000000005, 0.00282, 0.00282], [0.0517, 0.025959319092461634, 0.01243392925521796, 0.004271311045519619, 0.0010772698145532268, 0.0, 0.0, 0.0, 0.0, 0.0, 0.0, 0.0, 0.0, 0.0, 0.0, 0.0, 0.0, 0.0, 0.0, 0.0, 0.0, 0.0, 0.0, 0.0, 0.0, 0.0, 0.0, 0.0, 0.0, 0.0], [0.00047, 0.0026377767830561725, 0.023006288238498256, 0.04142110209017276, 0.0423, 0.0423, 0.0423, 0.0423, 0.0423, 0.0423, 0.0423, 0.04226683603558402, 0.04185976132895962, 0.04104126471239999, 0.039877179857990025, 0.03843334043781462, 0.036775580123958686, 0.03496973258850711, 0.03308163150354477, 0.031177110541156582, 0.029232387010542777, 0.027000901301356323, 0.02448126599472148, 0.021693652160641546, 0.018658230869119836, 0.015395173190159645, 0.011924650193764257, 0.008266832949936994, 0.004441892528681145, 0.00046999999999999917], [0.00047, 0.0026377767830561725, 0.023006288238498256, 0.04142110209017276, 0.0423, 0.0423, 0.0423, 0.0423, 0.0423, 0.0423, 0.0423, 0.04226683603558402, 0.04185976132895962, 0.04104126471239999, 0.039877179857990025, 0.03843334043781462, 0.036775580123958686, 0.03496973258850711, 0.03308163150354477, 0.031177110541156582, 0.029232387010542777, 0.027000901301356323, 0.02448126599472148, 0.021693652160641546, 0.018658230869119836, 0.015395173190159645, 0.011924650193764257, 0.008266832949936994, 0.004441892528681145, 0.00046999999999999917], [0.0, 0.0017633650830294267, 0.0060368876770462, 0.00705, 0.00705, 0.00705, 0.00705, 0.00705, 0.00705, 0.00705, 0.00705, 0.007028160918550486, 0.006765556523553196, 0.00625385741669781, 0.005553961618461436, 0.0047267671493211845, 0.0038331720297541715, 0.002934074280237507, 0.002090371921248297, 0.0013629629732636603, 0.0008127454567607032, 0.0005006173922165423, 0.00038999307011384327, 0.00029552293438007624, 0.00021147246379179594, 0.0001393412272623539, 8.062879370510148e-05, 3.683473203339061e-05, 9.458611160572945e-06, -1.4399560103323106e-20], [0.0, 0.0017633650830294267, 0.0060368876770462, 0.00705, 0.00705, 0.00705, 0.00705, 0.00705, 0.00705, 0.00705, 0.00705, 0.007028160918550486, 0.006765556523553196, 0.00625385741669781, 0.005553961618461436, 0.0047267671493211845, 0.0038331720297541715, 0.002934074280237507, 0.002090371921248297, 0.0013629629732636603, 0.0008127454567607032, 0.0005006173922165423, 0.00038999307011384327, 0.00029552293438007624, 0.00021147246379179594, 0.0001393412272623539, 8.062879370510148e-05, 3.683473203339061e-05, 9.458611160572945e-06, -1.4399560103323106e-20], [0.0, 0.02, 0.02, 0.06994882607469227, 0.09, 0.09, 0.09, 0.09, 0.09, 0.09, 0.09, 0.08032555686642343, 0.06, 0.06, 0.06, 0.06, 0.06, 0.06, 0.06, 0.030988560584853875, 0.02, 0.02, 0.02, 0.02, 0.02, 0.02, 0.02, 0.02, 0.0, 0.0], [0.0, 0.02, 0.02, 0.06994882607469227, 0.09, 0.09, 0.09, 0.09, 0.09, 0.09, 0.09, 0.08032555686642343, 0.06, 0.06, 0.06, 0.06, 0.06, 0.06, 0.06, 0.030988560584853875, 0.02, 0.02, 0.02, 0.02, 0.02, 0.02, 0.02, 0.02, 0.0, 0.0], [0.0, 0.0, 0.0, 0.0, 0.02, 0.02, 0.02, 0.02, 0.02, 0.02, 0.02, 0.02, 0.02, 0.02, 0.02, 0.02, 0.02, 0.02, 0.02, 0.02, 0.02, 0.02, 0.02, 0.02, 0.02, 0.02, 0.02, 0.02, 0.0, 0.0], [0.00282, 0.00282, 0.00282, 0.00282, 0.00282, 0.00282, 0.00282, 0.00282, 0.00282, 0.00282, 0.00282, 0.00282, 0.00282, 0.00282, 0.00282, 0.00282, 0.00282, 0.00282, 0.00282, 0.00282, 0.00282, 0.00282, 0.00282, 0.00282, 0.00282, 0.00282, 0.00282, 0.00282, 0.00282, 0.00282], [0.002, 0.002, 0.002, 0.002, 0.002, 0.002, 0.002, 0.002, 0.002, 0.002, 0.002, 0.002, 0.002, 0.002, 0.002, 0.002, 0.002, 0.002, 0.002, 0.002, 0.002, 0.002, 0.002, 0.002, 0.002, 0.002, 0.002, 0.002, 0.002, 0.002], [0.04, 0.04, 0.04, 0.04, 0.04, 0.04, 0.04, 0.04, 0.04, 0.04, 0.04, 0.04, 0.04, 0.04, 0.04, 0.04, 0.04, 0.04, 0.04, 0.04, 0.04, 0.04, 0.04, 0.04, 0.04, 0.04, 0.04, 0.04, 0.04, 0.04], [0.002, 0.002, 0.002, 0.002, 0.002, 0.002, 0.002, 0.002, 0.002, 0.002, 0.002, 0.002, 0.002, 0.002, 0.002, 0.002, 0.002, 0.002, 0.002, 0.002, 0.002, 0.002, 0.002, 0.002, 0.002, 0.002, 0.002, 0.002, 0.002, 0.002], [0.002, 0.002, 0.002, 0.002, 0.002, 0.002, 0.002, 0.002, 0.002, 0.002, 0.002, 0.002, 0.002, 0.002, 0.002, 0.002, 0.002, 0.002, 0.002, 0.002, 0.002, 0.002, 0.002, 0.002, 0.002, 0.002, 0.002, 0.002, 0.002, 0.002], [0.04, 0.04, 0.04, 0.04, 0.04, 0.04, 0.04, 0.04, 0.04, 0.04, 0.04, 0.04, 0.04, 0.04, 0.04, 0.04, 0.04, 0.04, 0.04, 0.04, 0.04, 0.04, 0.04, 0.04, 0.04, 0.04, 0.04, 0.04, 0.04, 0.04], [0.002, 0.002, 0.002, 0.002, 0.002, 0.002, 0.002, 0.002, 0.002, 0.002, 0.002, 0.002, 0.002, 0.002, 0.002, 0.002, 0.002, 0.002, 0.002, 0.002, 0.002, 0.002, 0.002, 0.002, 0.002, 0.002, 0.002, 0.002, 0.002, 0.002]] | 2D array of the thickness of the layers of the blade structure. The first dimension represents each layer, the second dimension represents each entry along blade span.
rotorse.rs.brs.layer_start_nd | intermediate |  | [[0.0, 0.0, 0.0, 0.0, 0.0, 0.0, 0.0, 0.0, 0.0, 0.0, 0.0, 0.0, 0.0, 0.0, 0.0, 0.0, 0.0, 0.0, 0.0, 0.0, 0.0, 0.0, 0.0, 0.0, 0.0, 0.0, 0.0, 0.0, 0.0, 0.0], [0.0, 0.0, 0.0, 0.0, 0.0, 0.0, 0.0, 0.0, 0.0, 0.0, 0.0, 0.0, 0.0, 0.0, 0.0, 0.0, 0.0, 0.0, 0.0, 0.0, 0.0, 0.0, 0.0, 0.0, 0.0, 0.0, 0.0, 0.0, 0.0, 0.0], [0.0, 0.0, 0.0, 0.0, 0.0, 0.0, 0.0, 0.0, 0.0, 0.0, 0.0, 0.0, 0.0, 0.0, 0.0, 0.0, 0.0, 0.0, 0.0, 0.0, 0.0, 0.0, 0.0, 0.0, 0.0, 0.0, 0.0, 0.0, 0.0, 0.0], [0.6793361040174146, 0.6774760162642492, 0.6768144260234352, 0.6774932742264486, 0.6745220708483249, 0.6675470941148303, 0.6687434664732416, 0.6688955314836789, 0.6677310700759523, 0.6664773832414145, 0.6651698356678334, 0.6633469742564465, 0.6609237374316723, 0.6583435260432949, 0.655825186284783, 0.6534582390207206, 0.6511435208764974, 0.648766665649544, 0.6461690850885691, 0.6433265457814136, 0.6407836005936436, 0.6386018818368404, 0.6361761066196547, 0.6334886400381222, 0.6304892779259521, 0.6272737983289405, 0.6232179065670916, 0.6168792563480321, 0.5844100332948011, 0.5755869763511055], [0.17932131939616958, 0.1811036170727723, 0.17964291319120512, 0.18532656355077726, 0.2077384338115618, 0.22623986465377866, 0.23139088655323942, 0.23499341672131346, 0.2365195686393576, 0.23738353071718782, 0.2381081091756385, 0.23876750862813617, 0.23939929835576448, 0.23972541199295422, 0.23940559248397414, 0.23856495425800706, 0.2374554383792662, 0.2361697949863243, 0.23477774592645403, 0.23314929084462022, 0.23121062904628958, 0.22886324037198522, 0.22624058609165007, 0.2233524150845803, 0.22015323656536712, 0.2167357178670189, 0.2124813019126658, 0.20595576703568044, 0.17336375695768058, 0.16452599166281023], [1.0, 0.9597394743797999, 0.9598422399210661, 0.9579725575104294, 0.9568165285212687, 0.9564948015210321, 0.9563252200829513, 0.9559573383091191, 0.9546433653239542, 0.9531711079524965, 0.9517801760742141, 0.9501952288060441, 0.9483565351283265, 0.9463505777814493, 0.9441720976458174, 0.9419405299029704, 0.9396473824264929, 0.9371931590641491, 0.9345295411316384, 0.9316293197019923, 0.9286069053249718, 0.9254854322563244, 0.9232430076986821, 0.9242978107702253, 0.9285476976979147, 0.9358758737794591, 0.945546125074597, 0.9567472759670391, 0.9625948512559496, 0.9829573319639611], [0.0, 0.0, 0.0, 0.0, 0.0, 0.0, 0.0, 0.0, 0.0, 0.0, 0.0, 0.0, 0.0, 0.0, 0.0, 0.0, 0.0, 0.0, 0.0, 0.0, 0.0, 0.0, 0.0, 0.0, 0.0, 0.0, 0.0, 0.0, 0.0, 0.0], [0.7467459866108559, 0.7445768922979161, 0.7437440261549917, 0.7475390117090663, 0.7464945233128771, 0.7400557582464435, 0.7415347663349895, 0.7422999676351469, 0.7433254612026953, 0.7445255366539204, 0.7455362088774767, 0.746354926246373, 0.7469961788844615, 0.7477592297408796, 0.7488716902084205, 0.7502240225157701, 0.7517312168323426, 0.7534447338759621, 0.7552865165358382, 0.7572776796114266, 0.7597720917186905, 0.7627928280762997, 0.7660234532326438, 0.7695322334392617, 0.7733501068410855, 0.7773940500399255, 0.7822646023656571, 0.7893701638586097, 0.8223435273914962, 0.8312269968916879], [0.0, 0.04026052562020007, 0.040157760078933895, 0.0420274424895706, 0.0431834714787313, 0.04350519847896797, 0.04367477991704874, 0.044042661690880905, 0.04535663467604579, 0.046828892047503505, 0.04821982392578597, 0.049804771193955905, 0.05164346487167345, 0.053649422218550756, 0.05582790235418253, 0.05805947009702964, 0.060352617573507045, 0.06280684093585089, 0.06547045886836153, 0.06837068029800779, 0.07139309467502818, 0.0745145677436756, 0.07675699230131791, 0.07570218922977473, 0.07145230230208535, 0.06412412622054087, 0.05445387492540302, 0.043252724032960835, 0.03740514874405042, 0.017042668036038884], [0.2467312019896108, 0.24820449310643908, 0.2465725133227616, 0.2553723010333949, 0.27971088627611396, 0.29874852878539193, 0.30418218641498734, 0.30839785287278165, 0.31211395976610057, 0.31543168412969363, 0.31847448238528175, 0.32177546061806267, 0.3254717398085536, 0.3291411156905388, 0.3324520964076117, 0.33533073775305644, 0.33804313433511124, 0.3408478632127424, 0.3438951773737232, 0.3471004246746332, 0.35019912017133653, 0.3530541866114445, 0.3560879327046391, 0.3593960084857198, 0.36301406548050064, 0.36685596957800387, 0.37152799771123124, 0.37844667454625813, 0.41129725105437553, 0.42016601220339267], [0.0, 0.0, 0.0, 0.0, 0.0, 0.0, 0.0, 0.0, 0.0, 0.0, 0.0, 0.0, 0.0, 0.0, 0.0, 0.0, 0.0, 0.0, 0.0, 0.0, 0.0, 0.0, 0.0, 0.0, 0.0, 0.0, 0.0, 0.0, 0.0, 0.0], [0.0, 0.0, 0.0, 0.0, 0.0, 0.0, 0.0, 0.0, 0.0, 0.0, 0.0, 0.0, 0.0, 0.0, 0.0, 0.0, 0.0, 0.0, 0.0, 0.0, 0.0, 0.0, 0.0, 0.0, 0.0, 0.0, 0.0, 0.0, 0.0, 0.0], [0.0, 0.0, 0.0, 0.0, 0.0, 0.0, 0.0, 0.0, 0.0, 0.0, 0.0, 0.0, 0.0, 0.0, 0.0, 0.0, 0.0, 0.0, 0.0, 0.0, 0.0, 0.0, 0.0, 0.0, 0.0, 0.0, 0.0, 0.0, 0.0, 0.0], [0.0, 0.0, 0.0, 0.0, 0.0, 0.0, 0.0, 0.0, 0.0, 0.0, 0.0, 0.0, 0.0, 0.0, 0.0, 0.0, 0.0, 0.0, 0.0, 0.0, 0.0, 0.0, 0.0, 0.0, 0.0, 0.0, 0.0, 0.0, 0.0, 0.0], [0.0, 0.0, 0.0, 0.0, 0.0, 0.0, 0.0, 0.0, 0.0, 0.0, 0.0, 0.0, 0.0, 0.0, 0.0, 0.0, 0.0, 0.0, 0.0, 0.0, 0.0, 0.0, 0.0, 0.0, 0.0, 0.0, 0.0, 0.0, 0.0, 0.0], [0.0, 0.0, 0.0, 0.0, 0.0, 0.0, 0.0, 0.0, 0.0, 0.0, 0.0, 0.0, 0.0, 0.0, 0.0, 0.0, 0.0, 0.0, 0.0, 0.0, 0.0, 0.0, 0.0, 0.0, 0.0, 0.0, 0.0, 0.0, 0.0, 0.0], [0.0, 0.0, 0.0, 0.0, 0.0, 0.0, 0.0, 0.0, 0.0, 0.0, 0.0, 0.0, 0.0, 0.0, 0.0, 0.0, 0.0, 0.0, 0.0, 0.0, 0.0, 0.0, 0.0, 0.0, 0.0, 0.0, 0.0, 0.0, 0.0, 0.0]] | 2D array of the non-dimensional start point defined along the outer profile of a layer. The TE suction side is 0, the TE pressure side is 1. The first dimension represents each layer, the second dimension represents each entry along blade span.
rotorse.rs.brs.layer_end_nd | intermediate |  | [[1.0, 1.0, 1.0, 1.0, 1.0, 1.0, 1.0, 1.0, 1.0, 1.0, 1.0, 1.0, 1.0, 1.0, 1.0, 1.0, 1.0, 1.0, 1.0, 1.0, 1.0, 1.0, 1.0, 1.0, 1.0, 1.0, 1.0, 1.0, 1.0, 1.0], [1.0, 1.0, 1.0, 1.0, 1.0, 1.0, 1.0, 1.0, 1.0, 1.0, 1.0, 1.0, 1.0, 1.0, 1.0, 1.0, 1.0, 1.0, 1.0, 1.0, 1.0, 1.0, 1.0, 1.0, 1.0, 1.0, 1.0, 1.0, 1.0, 1.0], [1.0, 1.0, 1.0, 1.0, 1.0, 1.0, 1.0, 1.0, 1.0, 1.0, 1.0, 1.0, 1.0, 1.0, 1.0, 1.0, 1.0, 1.0, 1.0, 1.0, 1.0, 1.0, 1.0, 1.0, 1.0, 1.0, 1.0, 1.0, 1.0, 1.0], [0.7467459866108559, 0.7445768922979161, 0.7437440261549917, 0.7475390117090663, 0.7464945233128771, 0.7400557582464435, 0.7415347663349895, 0.7422999676351469, 0.7433254612026953, 0.7445255366539204, 0.7455362088774767, 0.746354926246373, 0.7469961788844615, 0.7477592297408796, 0.7488716902084205, 0.7502240225157701, 0.7517312168323426, 0.7534447338759621, 0.7552865165358382, 0.7572776796114266, 0.7597720917186905, 0.7627928280762997, 0.7660234532326438, 0.7695322334392617, 0.7733501068410855, 0.7773940500399255, 0.7822646023656571, 0.7893701638586097, 0.8223435273914962, 0.8312269968916879], [0.2467312019896108, 0.24820449310643908, 0.2465725133227616, 0.2553723010333949, 0.27971088627611396, 0.29874852878539193, 0.30418218641498734, 0.30839785287278165, 0.31211395976610057, 0.31543168412969363, 0.31847448238528175, 0.32177546061806267, 0.3254717398085536, 0.3291411156905388, 0.3324520964076117, 0.33533073775305644, 0.33804313433511124, 0.3408478632127424, 0.3438951773737232, 0.3471004246746332, 0.35019912017133653, 0.3530541866114445, 0.3560879327046391, 0.3593960084857198, 0.36301406548050064, 0.36685596957800387, 0.37152799771123124, 0.37844667454625813, 0.41129725105437553, 0.42016601220339267], [1.0, 1.0, 1.0, 1.0, 1.0, 1.0, 1.0, 1.0, 1.0, 1.0, 1.0, 1.0, 1.0, 1.0, 1.0, 1.0, 1.0, 1.0, 1.0, 1.0, 1.0, 1.0, 1.0, 1.0, 1.0, 1.0, 1.0, 1.0, 1.0, 1.0], [0.0, 0.04026052562020007, 0.040157760078933895, 0.0420274424895706, 0.0431834714787313, 0.04350519847896797, 0.04367477991704874, 0.044042661690880905, 0.04535663467604579, 0.046828892047503505, 0.04821982392578597, 0.049804771193955905, 0.05164346487167345, 0.053649422218550756, 0.05582790235418253, 0.05805947009702964, 0.060352617573507045, 0.06280684093585089, 0.06547045886836153, 0.06837068029800779, 0.07139309467502818, 0.0745145677436756, 0.07675699230131791, 0.07570218922977473, 0.07145230230208535, 0.06412412622054087, 0.05445387492540302, 0.043252724032960835, 0.03740514874405042, 0.017042668036038884], [1.0, 0.9597394743797999, 0.9598422399210661, 0.9579725575104294, 0.9568165285212687, 0.9564948015210321, 0.9563252200829513, 0.9559573383091191, 0.9546433653239542, 0.9531711079524965, 0.9517801760742141, 0.9501952288060441, 0.9483565351283265, 0.9463505777814493, 0.9441720976458174, 0.9419405299029704, 0.9396473824264929, 0.9371931590641491, 0.9345295411316384, 0.9316293197019923, 0.9286069053249718, 0.9254854322563244, 0.9232430076986821, 0.9242978107702253, 0.9285476976979147, 0.9358758737794591, 0.945546125074597, 0.9567472759670391, 0.9625948512559496, 0.9829573319639611], [0.17932131939616958, 0.1811036170727723, 0.17964291319120512, 0.18532656355077726, 0.2077384338115618, 0.22623986465377866, 0.23139088655323942, 0.23499341672131346, 0.2365195686393576, 0.23738353071718782, 0.2381081091756385, 0.23876750862813617, 0.23939929835576448, 0.23972541199295422, 0.23940559248397414, 0.23856495425800706, 0.2374554383792662, 0.2361697949863243, 0.23477774592645403, 0.23314929084462022, 0.23121062904628958, 0.22886324037198522, 0.22624058609165007, 0.2233524150845803, 0.22015323656536712, 0.2167357178670189, 0.2124813019126658, 0.20595576703568044, 0.17336375695768058, 0.16452599166281023], [0.6793361040174146, 0.6774760162642492, 0.6768144260234352, 0.6774932742264486, 0.6745220708483249, 0.6675470941148303, 0.6687434664732416, 0.6688955314836789, 0.6677310700759523, 0.6664773832414145, 0.6651698356678334, 0.6633469742564465, 0.6609237374316723, 0.6583435260432949, 0.655825186284783, 0.6534582390207206, 0.6511435208764974, 0.648766665649544, 0.6461690850885691, 0.6433265457814136, 0.6407836005936436, 0.6386018818368404, 0.6361761066196547, 0.6334886400381222, 0.6304892779259521, 0.6272737983289405, 0.6232179065670916, 0.6168792563480321, 0.5844100332948011, 0.5755869763511055], [1.0, 1.0, 1.0, 1.0, 1.0, 1.0, 1.0, 1.0, 1.0, 1.0, 1.0, 1.0, 1.0, 1.0, 1.0, 1.0, 1.0, 1.0, 1.0, 1.0, 1.0, 1.0, 1.0, 1.0, 1.0, 1.0, 1.0, 1.0, 1.0, 1.0], [0.0, 0.0, 0.0, 0.0, 0.0, 0.0, 0.0, 0.0, 0.0, 0.0, 0.0, 0.0, 0.0, 0.0, 0.0, 0.0, 0.0, 0.0, 0.0, 0.0, 0.0, 0.0, 0.0, 0.0, 0.0, 0.0, 0.0, 0.0, 0.0, 0.0], [0.0, 0.0, 0.0, 0.0, 0.0, 0.0, 0.0, 0.0, 0.0, 0.0, 0.0, 0.0, 0.0, 0.0, 0.0, 0.0, 0.0, 0.0, 0.0, 0.0, 0.0, 0.0, 0.0, 0.0, 0.0, 0.0, 0.0, 0.0, 0.0, 0.0], [0.0, 0.0, 0.0, 0.0, 0.0, 0.0, 0.0, 0.0, 0.0, 0.0, 0.0, 0.0, 0.0, 0.0, 0.0, 0.0, 0.0, 0.0, 0.0, 0.0, 0.0, 0.0, 0.0, 0.0, 0.0, 0.0, 0.0, 0.0, 0.0, 0.0], [0.0, 0.0, 0.0, 0.0, 0.0, 0.0, 0.0, 0.0, 0.0, 0.0, 0.0, 0.0, 0.0, 0.0, 0.0, 0.0, 0.0, 0.0, 0.0, 0.0, 0.0, 0.0, 0.0, 0.0, 0.0, 0.0, 0.0, 0.0, 0.0, 0.0], [0.0, 0.0, 0.0, 0.0, 0.0, 0.0, 0.0, 0.0, 0.0, 0.0, 0.0, 0.0, 0.0, 0.0, 0.0, 0.0, 0.0, 0.0, 0.0, 0.0, 0.0, 0.0, 0.0, 0.0, 0.0, 0.0, 0.0, 0.0, 0.0, 0.0], [0.0, 0.0, 0.0, 0.0, 0.0, 0.0, 0.0, 0.0, 0.0, 0.0, 0.0, 0.0, 0.0, 0.0, 0.0, 0.0, 0.0, 0.0, 0.0, 0.0, 0.0, 0.0, 0.0, 0.0, 0.0, 0.0, 0.0, 0.0, 0.0, 0.0]] | 2D array of the non-dimensional end point defined along the outer profile of a layer. The TE suction side is 0, the TE pressure side is 1. The first dimension represents each layer, the second dimension represents each entry along blade span.
rotorse.rs.brs.root_M | intermediate | N*m | [3390250.3314993293, -15874663.6072945, -0.0] | Blade root moment in blade c.s.
rotorse.rs.constr.strainU_spar | intermediate |  | [-0.0010271474351309018, -0.001634026753531166, -0.0013048046448635288, -0.0012269975349372755, -0.0015821823720262118, -0.0018041966139428873, -0.0018595638085119814, -0.001849521728153593, -0.0018406822638038865, -0.0018066688219059233, -0.0017537497682535775, -0.0017070270070947823, -0.0016823437776105569, -0.001672814361603935, -0.0016565447344006924, -0.0016335634019977036, -0.0016053366333073284, -0.0015708384963803157, -0.0015349993832876785, -0.001497446954775356, -0.0014063768733307885, -0.001245552025546949, -0.0010812455623484178, -0.0009164787256570909, -0.0007499519095520022, -0.0005796865941160093, -0.0004122580191933096, -0.0002550459880926298, -0.00015039983000898822, 1.588028114863325e-08] | strain in spar cap on upper surface at location xu,yu_strain with loads P_strain
rotorse.rs.constr.strainL_spar | intermediate |  | [0.0009819371585487481, 0.0015582685750625614, 0.0012235065398415704, 0.0011114841046879086, 0.0014439538315716375, 0.0016988976627632772, 0.0017259388876186964, 0.0016930638874431865, 0.0016748163587820017, 0.0016430274790489286, 0.0015958381604058943, 0.0015544212734702437, 0.0015437937093480947, 0.0015456685461183763, 0.001534960871964093, 0.001514734043172754, 0.001485999225197079, 0.0014486403283013756, 0.0014093514587318963, 0.0013729643347118266, 0.0012873583281464793, 0.0011370715742689043, 0.0009834138182849607, 0.0008293110544600415, 0.0006737126751278479, 0.0005151529002489292, 0.0003604213709689665, 0.00021754834681437043, 0.00012407346638548076, -1.3675416439172634e-08] | strain in spar cap on lower surface at location xl,yl_strain with loads P_strain
rotorse.rs.constr.strainU_te | intermediate |  | [-8.976181662741936e-05, -0.00046668873566965967, -3.052217082865285e-05, 0.0004230303317741968, 0.00033916339725809737, -1.3556740744135108e-05, 0.00019665462440278847, 0.0003412579744043787, 0.0004379327416093588, 0.0004660585651284991, 0.0004588606129112179, 0.00044169749017503577, 0.00042765832028271217, 0.00043730142775268746, 0.00045417672111384175, 0.00046084990671981863, 0.00046590312739856147, 0.0004681322507416859, 0.0004661908564277754, 0.0004610684071050381, 0.00044005486507319987, 0.00038060199740178003, 0.0003074344462223939, 0.0002473619721331701, 0.00019634105326616567, 0.00014948693642207877, 0.00010482747670696629, 6.260844981170269e-05, 3.274834911588418e-05, -3.302853732054137e-09] | strain in trailing edge on upper surface at location xu,yu_strain with loads P_strain
rotorse.rs.constr.strainL_te | intermediate |  | [-8.976181662741936e-05, 8.794066394305725e-05, 0.0003656094240904142, 0.0007205082614554047, 0.0005446520831141418, 0.00014107872543338745, 0.00034154625576998383, 0.0004811348505179128, 0.0005784089009156213, 0.0006060740636883219, 0.0005962359988643, 0.0005760688701551582, 0.0005637260590549913, 0.0005785722697400132, 0.0006050589996368839, 0.0006320925240859539, 0.0006610579753388143, 0.00068399993620384, 0.0006958673225287099, 0.0006990918022394015, 0.0006735317569048489, 0.0005993537769335636, 0.0005046093966932588, 0.0004109111355862237, 0.0003195403055104797, 0.00023276567627590093, 0.00015294275611067628, 8.49190960524034e-05, 4.3733428867635255e-05, -3.302853732054137e-09] | strain in trailing edge on lower surface at location xl,yl_strain with loads P_strain
rotorse.s | intermediate |  | [0.0, 0.034482758620689655, 0.06896551724137931, 0.10344827586206896, 0.13793103448275862, 0.1724137931034483, 0.20689655172413793, 0.24137931034482757, 0.27586206896551724, 0.3103448275862069, 0.3448275862068966, 0.3793103448275862, 0.41379310344827586, 0.4482758620689655, 0.48275862068965514, 0.5172413793103449, 0.5517241379310345, 0.5862068965517241, 0.6206896551724138, 0.6551724137931034, 0.6896551724137931, 0.7241379310344828, 0.7586206896551724, 0.7931034482758621, 0.8275862068965517, 0.8620689655172413, 0.896551724137931, 0.9310344827586207, 0.9655172413793103, 1.0] | 1D array of the non-dimensional spanwise grid defined along blade axis (0-blade root, 1-blade tip)
rotorse.rs.constr.rated_Omega | intermediate | rpm | 12.1261 | rotor rotation speed at rated
rotorse.rs.constr.flap_mode_freqs | intermediate | Hz | [0.9200003615192627, 2.974549293490314, 6.791687384946891, 12.09413612544068, 19.3325027871894] | Frequencies associated with mode shapes in the flap direction
rotorse.rs.constr.edge_mode_freqs | intermediate | Hz | [1.10711423389029, 4.081892353316467, 9.771323996803012, 17.561443112744794, 29.47651232773952] | Frequencies associated with mode shapes in the edge direction
rotorse.rs.constr.tors_mode_freqs | intermediate | Hz | [31.002274909260354, 0.0, 0.0, 0.0, 0.0] | Frequencies associated with mode shapes in the torsional direction
rotorse.blade_span_cg | output | m | 21.3922 | Distance along the blade span for its center of gravity
rotorse.rs.x_az | output | m | [0.0, 0.0, 0.0, 0.0, 0.0, 0.0, 0.0, 0.0, 0.0, 0.0, 0.0, 0.0, 0.0, 0.0, 0.0, 0.0, 0.0, 0.0, 0.0, 0.0, 0.0, 0.0, 0.0, 0.0, 0.0, 0.0, 0.0, 0.0, 0.0, 0.0] | location of blade in azimuth x-coordinate system (prebend)
rotorse.rs.y_az | output | m | [0.0, 0.0, 0.0, 0.0, 0.0, 0.0, 0.0, 0.0, 0.0, 0.0, 0.0, 0.0, 0.0, 0.0, 0.0, 0.0, 0.0, 0.0, 0.0, 0.0, 0.0, 0.0, 0.0, 0.0, 0.0, 0.0, 0.0, 0.0, 0.0, 0.0] | location of blade in azimuth y-coordinate system (sweep)
rotorse.rs.z_az | output | m | [1.5, 3.620689655172414, 5.741379310344827, 7.862068965517241, 9.982758620689655, 12.10344827586207, 14.224137931034482, 16.344827586206897, 18.46551724137931, 20.586206896551726, 22.70689655172414, 24.827586206896548, 26.948275862068964, 29.06896551724138, 31.189655172413794, 33.310344827586206, 35.43103448275861, 37.551724137931025, 39.672413793103445, 41.793103448275865, 43.91379310344828, 46.03448275862069, 48.1551724137931, 50.27586206896552, 52.39655172413793, 54.51724137931034, 56.63793103448276, 58.75862068965517, 60.87931034482758, 63.0] | location of blade in azimuth z-coordinate system (from root to tip)
rotorse.rs.frame.Px_af | intermediate | N/m | [997.9251766530773, 989.736440980181, 1787.0094794039474, 2819.0156475591943, 3580.0783013646173, 4281.755667945794, 4497.234710555809, 4759.693841000903, 5198.261850070299, 5631.264667773529, 6113.595105772935, 6512.283145385702, 6675.425773892142, 6880.847977990619, 7129.6974476800915, 7425.111267313601, 7689.035720791185, 7986.444735978093, 8383.898635897322, 9280.38673861598, 10162.58631192964, 10528.576361104522, 10823.456241660131, 11072.90331487495, 11270.669253535207, 11430.286757281163, 11458.018888210507, 11165.138931522368, 8537.933322096173, 7734.496700014851] | distributed load (force per unit length) in airfoil x-direction
rotorse.rs.frame.Py_af | intermediate | N/m | [322.8179445357771, 327.6140104746298, 159.200002851109, -111.74958460936443, -254.51763809121508, -419.6816783461484, -455.72680938553094, -520.2038057981404, -670.3030097945764, -790.5746556613346, -914.4666340422668, -997.7337783989469, -1014.6609273169306, -1051.4781320503735, -1100.9619128134018, -1180.6304390968558, -1268.9071033324421, -1341.6891033650963, -1402.6921574386408, -1519.1013357163627, -1637.001104752726, -1694.244054942188, -1741.4089073588746, -1781.691462604334, -1813.385969957756, -1838.0802620677664, -1839.0288551831397, -1782.538098860507, -1366.4568600104599, -1130.9833200132252] | distributed load (force per unit length) in airfoil y-direction
rotorse.rs.frame.Pz_af | intermediate | N/m | [-9479.299543395657, -3095.2144688234966, -296.0118114023617, 1193.5345393292787, 2299.5367396222896, 3265.7684107115047, 4359.642627074947, 5432.4351072596455, 6377.6849290209575, 7258.170565749097, 8105.540087488114, 8672.923841172485, 8849.262559413593, 9349.390391540412, 9742.924795500907, 10043.428988187648, 10256.921020713451, 10381.421649887592, 10416.167693790938, 9622.642559789345, 9281.446029828183, 9208.39209450856, 9067.602445221431, 8839.866512469602, 8523.631276998813, 8129.920336397459, 7607.741402430609, 6861.129608730713, 4229.978072876204, 3456.0082791833433] | distributed load (force per unit length) in airfoil z-direction
rotorse.A | output | m**2 | [0.9461570856301664, 0.7458551516244839, 0.6132457058651897, 0.6788380724874895, 0.7570728624947167, 0.7264681897550024, 0.7140963070316176, 0.7015389454154297, 0.6762267999461721, 0.6496313254497514, 0.6261131002188588, 0.5674272750582442, 0.471992009458536, 0.44795227794403825, 0.42384722100808886, 0.4001385151157738, 0.37737710742859726, 0.3543462892982604, 0.3318224358817819, 0.24349861608794923, 0.2042344254420741, 0.1913917217720385, 0.17904827118693253, 0.16687972181046365, 0.1549294466957816, 0.14364467120499624, 0.13161690228532347, 0.11632055654325135, 0.04404362843728162, 0.03475954309000573] | airfoil cross section material area
rotorse.EA | output | N | [18148777630.56581, 10709409760.829477, 10164732031.748962, 10630741267.958374, 9687633443.79741, 9310147854.702984, 9295410767.710083, 9285974429.37827, 9235920487.942863, 9181906891.801283, 9135395825.052168, 9076568363.498737, 8936796946.325806, 8721187984.668383, 8437787389.693499, 8103794779.020984, 7732970344.5179205, 7336986197.859721, 6927321694.247714, 6511699624.244741, 6104255532.868287, 5664612503.897383, 5183229004.786236, 4656088658.926615, 4086915070.3117642, 3480979035.49263, 2835809992.918674, 2144551719.966039, 1281867396.900333, 562863320.227632] | axial stiffness
rotorse.EIxx | output | N*m**2 | [26922019104.02009, 15705574542.186314, 11296456520.779467, 7415060160.759076, 5880474048.089335, 5592236310.847359, 5589780674.516186, 5509379781.030528, 5146215233.254357, 4767954424.373585, 4452681349.4165745, 4127813274.914146, 3752410243.000335, 3357141204.20637, 2952181499.4607778, 2572022703.748435, 2224101805.2560782, 1907288425.0625432, 1623452166.922428, 1375587839.0318115, 1175113487.4483304, 1018923683.7729826, 890066204.7799269, 770167238.4055163, 658739617.0837728, 557805734.3816543, 457715601.79523444, 348004312.1808959, 142444421.68715268, 87086906.31812231] | edgewise stiffness (bending about :ref:`x-axis of airfoil aligned coordinate system <blade_airfoil_coord>`)
rotorse.EIyy | output | N*m**2 | [27413495154.50266, 16759470379.92377, 18266968908.608383, 15427310205.286135, 8664239063.832466, 5697080671.288385, 4780359687.537829, 4224427507.4260693, 3656758457.071149, 3193249596.603188, 2815914440.354414, 2448530699.3906994, 2046998442.4375408, 1674560568.3146477, 1373711315.3516269, 1122574183.8828688, 911387507.9070781, 733616885.2555765, 578699497.4105043, 439903631.4888208, 345570418.078892, 291533231.87446284, 242832891.77893686, 197553623.37101334, 156039499.1067364, 119051977.36267957, 84817548.82958515, 52623794.25338375, 15058735.778399995, 4525588.252094813] | flapwise stiffness (bending about y-axis of airfoil aligned coordinate system)
rotorse.EIxy | output | N*m**2 | [51390292.826358244, 314429088.8397692, 2491430011.332907, 3094032587.388416, 1954727033.3197906, 1407578523.1388555, 1177453471.6612158, 1015810217.5084393, 863401442.584484, 736096696.9718974, 631670142.9360163, 527899132.24594027, 412384998.96397895, 306102377.2158803, 223919633.75663495, 162303368.1487043, 116196396.13798472, 81327780.01767565, 54026135.04179704, 32442484.62464951, 20530408.445001043, 15927847.241921011, 12137106.850276506, 8952983.50441115, 6383855.385263756, 4362503.322288085, 2826943.1704196124, 1725065.1402193638, 912462.2765830861, 407953.28520469967] | coupled flap-edge stiffness
rotorse.GJ | output | N*m**2 | [13947028130.832878, 7972302364.561301, 4796361232.284303, 1982923654.7632113, 829782737.8002084, 477898381.8742075, 404833732.471944, 358591002.3227033, 305675116.82952183, 261360772.67679283, 226398093.95548224, 193049064.70297915, 160853428.41482198, 132794635.25663583, 109733985.4128502, 90956678.36265585, 75397158.77580458, 62207115.251399666, 50145344.35977059, 39843756.91967497, 32655787.91900306, 28563213.02303043, 25032290.771027684, 21796912.93378423, 18833966.04371287, 16200740.630687332, 13533276.407263467, 10436710.019878566, 4088685.2368042506, 2819365.842749574] | torsional stiffness (about axial z-direction of airfoil aligned coordinate system)
rotorse.rhoA | output | kg/m | [1284.3614452071017, 780.7910615994055, 540.3133735606972, 416.0832924447558, 365.88568570639467, 336.6354613453845, 332.3518319093566, 328.5633685746777, 319.6793705379297, 310.6215145207415, 302.6379804569502, 287.18948549806123, 263.2482204540576, 252.46780305955556, 240.87316121774364, 228.96374529049427, 216.93507091827033, 204.77220722141095, 192.48646613931044, 167.2626954535496, 152.28849512370704, 143.07005328671136, 133.78154796478196, 124.16323690906542, 114.23960921583821, 104.19204545849527, 93.41004382832664, 80.85145717469966, 47.91695166253125, 37.69082217308203] | mass per unit length
rotorse.rhoJ | output | kg*m | [3708.3815242131104, 2222.1017395238277, 1463.1684568981755, 874.8551881188696, 638.7263299904465, 546.5683787235544, 530.3007559043156, 513.2663780679403, 468.5908761414466, 425.0361967225326, 388.91875200908635, 346.568035600917, 296.7665955911365, 261.2733552525819, 227.74253477485146, 197.81961978264903, 171.26061575497133, 147.31334441835875, 125.67854841571287, 98.74731579612235, 81.27798274651957, 70.25056626779363, 60.95831760236011, 52.66918414268223, 45.2751704516653, 38.90028410894291, 32.66818024390506, 25.617231444690407, 8.256096032577638, 6.308862521399829] | polar mass moment of inertia per unit length
rotorse.x_ec | output | m | [-3.192813667395426e-06, 2.146876442422896e-05, 0.0005225241081352403, 0.0014625293480964767, 0.0015232901088156545, 0.0011231123407454136, 0.0009642772929422672, 0.0008114661550615715, 0.0006617802963213154, 0.00045926537309042004, 0.0003726450201309156, 0.0002799110751245393, 0.0001824421285941749, 0.00011276753085831103, 7.797661468254141e-05, 6.52720984353275e-05, 5.6261435647436686e-05, 1.3603925062360966e-05, 3.472044814258057e-05, 1.6516172660491213e-05, 2.7175335540863266e-05, 2.5109105478579585e-05, 2.3324493087367726e-05, 2.2111178097139472e-05, 2.1896600884502293e-05, 2.373057243845733e-05, 2.7826097356728474e-05, 3.546595384967127e-05, -4.403919172488169e-06, 0.0001102269825161567] | x-distance to elastic center from point about which above structural properties are computed (airfoil aligned coordinate system)
rotorse.y_ec | output | m | [0.00875467298488814, 0.013681318410841102, 0.01129743515619807, 0.009740635167217473, 0.006797938881938775, 0.005231613208698721, 0.004086660074484577, 0.0033004863551712726, 0.0027689945610084588, -0.0005376240540443389, -0.0006613450101925766, -0.0007460511172564382, -0.0007728748261515983, -0.0007636195852967764, -0.0007340334926376202, -0.0006974613418405107, -0.0006537138217773686, 0.0004335531342865434, -0.0005403105371177622, -0.0001353734009331073, -0.0003844174904656175, -0.00040611783466899115, -0.00043921919047819336, -0.0004890152927786301, -0.0005638817466828497, -0.0006869497302928115, -0.000888033111634122, -0.001234237976701795, -0.0013358046603000329, -0.005103100800356766] | y-distance to elastic center from point about which above structural properties are computed
rotorse.rs.strains.EI11 | intermediate | N*m**2 | [26915326655.78607, 15617032508.890907, 10496386753.238346, 6358546604.625355, 4872435162.351948, 4236020988.3694267, 3939981541.138964, 3664962161.447736, 3261272466.862292, 2902747710.5523643, 2600487127.471674, 2296366029.160918, 1952513327.7419882, 1620602880.869837, 1342560843.5396442, 1104622284.6223917, 901181500.3126159, 728008201.2746265, 575913108.0460786, 438780116.4642857, 345062612.4708603, 291184616.4242883, 242605368.04848316, 197413670.904042, 155958439.30139092, 119008602.2802808, 84796115.59548493, 52613716.06066741, 15052200.122214353, 4523562.18908075] | stiffness w.r.t principal axis 1
rotorse.rs.strains.EI22 | intermediate | N*m**2 | [27418796602.21115, 16846007837.31245, 19065738555.361507, 16482792377.898956, 9671807785.606089, 7053029433.451199, 6429994937.048329, 6068737858.334106, 5541626363.704293, 5058451719.798697, 4668103398.104815, 4279972182.0451045, 3846889721.9673924, 3411093695.293647, 2983327373.6445847, 2589970626.373327, 2234304483.751827, 1912895728.5646894, 1626236525.6049416, 1376711232.9469275, 1175620386.4809847, 1019271361.3776596, 890292725.7757038, 770306075.1578909, 658819375.4433604, 557847464.8300043, 457734796.505869, 348011120.78745, 142448669.9875067, 87074267.65964974] | stiffness w.r.t principal axis 2
rotorse.rs.strains.alpha | intermediate | deg | [84.11023130976763, 74.61183505957993, 72.22333216809733, 71.16247111358312, 62.72933168137802, 46.06894670904746, 35.51696875955605, 28.844443801005458, 24.610623148777837, 21.53656940226085, 18.831469234535724, 16.07927456254741, 12.904720085072501, 9.996974919471254, 7.919815482428699, 6.311636399426248, 5.0196177583053885, 3.94509731543252, 2.952388928979056, 1.9834122976991502, 1.4168660418850796, 1.2538247084189895, 1.0739300900692497, 0.8955514288167151, 0.7274579255705257, 0.5696230945292247, 0.43433985654130797, 0.3346223650285918, 0.41038494630044736, 0.2833715743796535] | Angle between blade c.s. and principal axes
rotorse.rs.strains.M1 | intermediate | N*m | [-2647343.606632925, -2472455.2145758625, -3752248.8474209905, -3874133.9883988984, -4566046.680294623, -6470580.253722727, -7963601.981801281, -8330946.54293497, -8124347.796435703, -7664101.767393275, -7112346.345094449, -6530775.030068824, -5943827.555544001, -5351003.29418566, -4753907.291631391, -4168412.753126344, -3607229.5331381303, -3076613.437608043, -2580116.4524366437, -2120527.9441120084, -1702350.5207635297, -1329767.664286704, -1003411.4729369577, -723068.8556434017, -489002.28372689907, -301450.2441521585, -160574.0323780298, -66083.67986057125, -15146.408449635239, 0.5266297249727359] | distribution along blade span of bending moment w.r.t principal axis 1
rotorse.rs.strains.M2 | intermediate | N*m | [16015317.129826423, 15088287.328783749, 13853869.13022946, 12855332.477285571, 11651478.90471256, 9652648.338344255, 7220533.726232977, 5353449.187871624, 4057678.2992921085, 3152255.395918973, 2447822.148814189, 1848119.4241570912, 1301658.6915614104, 828862.2874834148, 482334.1218950883, 250293.1316341958, 94002.8308641401, -9433.805393452776, -76424.20846951175, -116716.05132745695, -129794.15486591974, -118723.868253052, -97897.13141558637, -76272.2607480031, -55375.55864465693, -36377.28733119337, -20471.649849031437, -8770.823034650246, -1999.6526239406207, 0.005017367384425597] | distribution along blade span of bending moment w.r.t principal axis 2
rotorse.rs.strains.F3 | intermediate | N | [404996.8992537281, 418330.2136340486, 421926.0810021386, 420974.39788320847, 417270.5395181635, 411369.4002012073, 403283.83867842716, 392900.8640772464, 380378.0700749617, 365919.3679292004, 349628.54401954665, 331837.59381514735, 313258.041502841, 293961.2035233247, 273716.77391468955, 252736.4259864788, 231211.06521029052, 209327.3142606729, 187274.70761713324, 166026.6683051418, 145981.82366639466, 126376.226669836, 106997.37768289633, 88009.29457845274, 69598.00980031824, 51939.51151487786, 35252.17059728264, 19910.185049738353, 8149.792088178054, 3.319655661471188e-11] | axial resultant along blade span
rotorse.xu_spar | output |  | [1.724909004359976, 1.7281578773036095, 1.621037481130487, 1.3502308585851346, 1.0510089023201548, 0.8653706078643268, 0.7942625675137933, 0.7488739366103843, 0.6992017536050052, 0.6554220921708002, 0.6181089316197564, 0.580888397141926, 0.536378725673391, 0.4927195050864172, 0.45549788254313595, 0.4217601459971074, 0.39097372124306473, 0.36258428284272254, 0.33449424773909375, 0.3028020296217988, 0.278635531437279, 0.26627094949774477, 0.25482911982205125, 0.24344344046727578, 0.23213060058848406, 0.22133275550663878, 0.2095222534563484, 0.19411125576849408, 0.14202504295741103, 0.13583245985981582] | x-position of midpoint of spar cap on upper surface for strain calculation
rotorse.xl_spar | output |  | [-1.7250331199921045, -1.7221496124067097, -1.6471647604237725, -1.368490058768557, -1.0561515893079234, -0.8763003163505279, -0.8040882151520297, -0.7553949787331267, -0.7050868690401326, -0.6615942002310506, -0.623899814108588, -0.585017014254245, -0.5408660747678753, -0.49712534336744757, -0.45863853039602365, -0.42281730150615016, -0.3893265324734101, -0.35794828586936284, -0.3270144897645496, -0.2938762493327248, -0.26927329510518716, -0.25704829301003207, -0.24561067675358306, -0.23412293758275676, -0.22257049427443626, -0.21130696167975624, -0.19873715901489417, -0.18223981769264821, -0.13075461547468153, -0.11803699831995376] | x-position of midpoint of spar cap on lower surface for strain calculation
rotorse.yu_spar | output |  | [0.38990865613616754, 0.3529724985649212, 0.297658142066638, 0.230599340114503, 0.13374934953671302, 0.06650874760918835, 0.03330729472843341, 0.00796588187881353, -0.007250423144430362, -0.01846523664889954, -0.027983986174525244, -0.036482274173483153, -0.04330619313178352, -0.048322524330546734, -0.05021451689507472, -0.05013819753421456, -0.048712424581836, -0.046522323335149496, -0.04398809821152083, -0.041032274492475374, -0.03876553705588326, -0.03798381991453392, -0.03917740707732098, -0.040959241249079126, -0.04352982752270762, -0.04755288534877078, -0.05328404723415847, -0.06109088587067546, -0.053946696790830084, -0.10577804111556988] | y-position of midpoint of spar cap on upper surface for strain calculation
rotorse.yl_spar | output |  | [-0.407134275710735, -0.4447845783338138, -0.45968542756997754, -0.39494961163626807, -0.34657103029478464, -0.32742039540330525, -0.3001307644888962, -0.2783669370226798, -0.25804357560892854, -0.23952403437930414, -0.22385069658443713, -0.2083395959771961, -0.19123599789589885, -0.17404194878145995, -0.15661331606081075, -0.13941758604446175, -0.12307228685456151, -0.10767784980498529, -0.09333608224677015, -0.07962649765169827, -0.06900156335734087, -0.06265855850759183, -0.05921227345576385, -0.056602189578524476, -0.05511440486376218, -0.05538083047215725, -0.057681393199822795, -0.06248172545110808, -0.05296578603232582, -0.10445335074624906] | y-position of midpoint of spar cap on lower surface for strain calculation
rotorse.xu_te | output |  | [-6.6584928256528316e-06, 0.3086014439619395, 0.2666980247612151, 0.21165662938544996, 0.1633607344155109, 0.16119309735886522, 0.16982422525588348, 0.16643892987653935, 0.15609249848177603, 0.14545804923830488, 0.13384077627202978, 0.11690605662499068, 0.09065229861109057, 0.0638007931725021, 0.04487313928879785, 0.03009430777318184, 0.017263370880041783, 0.005909341179236846, -0.004998732584480137, -0.0158662192578687, -0.020771612313996282, -0.01799753763953519, -0.015430309926577741, -0.01527368524743046, -0.017111140635556847, -0.020641338558297535, -0.02491401812837006, -0.02855785429837891, -0.02190997818861922, -0.03202827203936856] | x-position of midpoint of trailing-edge panel on upper surface for strain calculation
rotorse.xl_te | output |  | [-6.6584928256528316e-06, -0.30396520428149815, -0.22486530714459166, -0.09247503727558233, 0.03019601891754277, 0.0862681999592345, 0.10757159507843697, 0.10944604833578186, 0.10234397130101905, 0.094192897916281, 0.08486007419718211, 0.0705492710620593, 0.04659373411787278, 0.0214890002870286, 0.0026616825917734656, -0.014910984145536398, -0.031130774104931494, -0.0448235770088727, -0.05593891807259867, -0.0648155274874294, -0.06781082767736855, -0.06561013330919016, -0.06282906503533235, -0.05967849380158077, -0.05619170348741763, -0.05335054932233274, -0.05020146823952039, -0.046245199267551294, -0.03278795056901997, -0.03202827203936856] | x-position of midpoint of trailing-edge panel on lower surface for strain calculation
rotorse.yu_te | output |  | [-1.7796161698876316, 1.742609308780176, 1.8946239714754023, 2.0334491930409615, 2.232566408631077, 2.3931832991300084, 2.4219888634318423, 2.425728563325493, 2.367904241637964, 2.301006761508524, 2.2411627120254805, 2.1775064525154035, 2.109910639894294, 2.040082868481429, 1.967884976023761, 1.898456734688276, 1.8315513655609508, 1.7640084428337228, 1.6957263316871662, 1.6269587138781385, 1.5561419225255704, 1.482522619154005, 1.40990581073468, 1.3462450691228294, 1.2897538885730515, 1.2406254517921689, 1.186406945619408, 1.1072759789680533, 0.8031073059187136, -0.6722422400607426] | y-position of midpoint of trailing-edge panel on upper surface for strain calculation
rotorse.yl_te | output |  | [-1.7796161698876316, 1.743633935825259, 1.9144278131951415, 2.0739393598894904, 2.252920762600736, 2.40237784839497, 2.4291527636355257, 2.4323443459964227, 2.37423577752333, 2.3071237909043854, 2.247095624678553, 2.1832685664635654, 2.115633206337537, 2.045772261754362, 1.9736818341117088, 1.9046094660689552, 1.8380660361512329, 1.7707458370398943, 1.7025268272326723, 1.6338934427684824, 1.5630728411739705, 1.4894101569198035, 1.4166628082257273, 1.3526185079114104, 1.2955274606577223, 1.2456172999479842, 1.1904641246022387, 1.110288995726258, 0.8050089159202695, -0.6722422400607426] | y-position of midpoint of trailing-edge panel on lower surface for strain calculation
rotorse.rs.tip_pos.dx_tip | intermediate | m | 4.6159 | deflection at tip in blade x-direction
rotorse.rs.tip_pos.dy_tip | intermediate | m | -1.2582 | deflection at tip in blade y-direction
rotorse.rs.tip_pos.dz_tip | intermediate | m | -0.0017972 | deflection at tip in blade z-direction
rotorse.rs.tip_pos.3d_curv_tip | intermediate | deg | 2.4998 | total coning angle including precone and curvature
rotorse.rs.tot_loads_gust.aeroloads_Px | intermediate | N/m | [362.98826189416474, 508.42166132867595, 1315.8314456960914, 2280.044287106731, 2970.506148834055, 3586.7036281064425, 3767.145748852933, 3991.4764302572917, 4371.725145934315, 4758.858756432666, 5196.456680497934, 5582.5899849231155, 5776.776604734014, 5984.592299407652, 6239.886709382589, 6541.476830471409, 6815.560540429723, 7130.654462550555, 7551.892510140661, 8511.185636476162, 9429.41150302898, 9820.4713224741, 10142.737812993075, 10425.099405978526, 10660.781936739317, 10862.556358778944, 10939.64313178964, 10708.711051882918, 8252.602896018201, 7502.234203497359] | distributed loads in blade-aligned x-direction
rotorse.rs.tot_loads_gust.aeroloads_Py | intermediate | N/m | [46.16917757061944, 52.967946343749524, -321.15656219644103, -856.4800367924181, -1196.2620888166805, -1539.8988785644772, -1562.0819532809999, -1608.6774361875223, -1796.988283296326, -1950.6610433632743, -2113.1396424553914, -2209.0032360776913, -2186.4130988772367, -2185.4786354993003, -2197.7425361516694, -2243.6323843713517, -2290.1717136873754, -2319.6007905056094, -2342.4788870826333, -2467.603194619941, -2580.484075771804, -2589.391325680492, -2586.9391542338417, -2568.554421187271, -2534.8520251034224, -2488.0440431359852, -2409.8681410606846, -2264.651972714137, -1697.8093133341629, -1427.1804017399802] | distributed loads in blade-aligned y-direction
rotorse.rs.tot_loads_gust.aeroloads_Pz | intermediate | N/m | [0.0, 0.0, 0.0, 0.0, 0.0, 0.0, 0.0, 0.0, 0.0, 0.0, 0.0, 0.0, 0.0, 0.0, 0.0, 0.0, 0.0, 0.0, 0.0, 0.0, 0.0, 0.0, 0.0, 0.0, 0.0, 0.0, 0.0, 0.0, 0.0, 0.0] | distributed loads in blade-aligned z-direction
rotorse.rs.tot_loads_gust.aeroloads_Omega | intermediate | rpm | 12.1261 | rotor rotation speed
rotorse.rs.tot_loads_gust.aeroloads_pitch | intermediate | deg | 2.0949 | pitch angle
rotorse.rs.3d_curv | output | deg | [2.499814860155782, 2.499814860155782, 2.499814860155782, 2.499814860155782, 2.499814860155782, 2.499814860155782, 2.499814860155782, 2.499814860155782, 2.499814860155782, 2.499814860155782, 2.499814860155782, 2.499814860155782, 2.499814860155782, 2.499814860155782, 2.499814860155782, 2.499814860155782, 2.499814860155782, 2.499814860155782, 2.499814860155782, 2.499814860155782, 2.499814860155782, 2.499814860155782, 2.499814860155782, 2.499814860155782, 2.499814860155782, 2.499814860155782, 2.499814860155782, 2.499814860155782, 2.499814860155782, 2.499814860155782] | total cone angle from precone and curvature
rotorse.stall_check.aoa_along_span | intermediate | deg | [63.46808099253453, 54.28424505884041, 38.946436344557696, 26.623237556299863, 18.840230397515278, 14.306584751354526, 11.528346281870501, 9.89457401398267, 8.72219824704303, 7.871342717927426, 7.144045227700526, 6.556448436476742, 5.9872457379416035, 5.562631436368623, 5.276693099830084, 5.0799497177415995, 4.984913627678186, 4.914711015067303, 5.004807655773626, 5.244585980509439, 5.498190037038829, 5.547433492178796, 5.575732088303659, 5.626181860901045, 5.6787020874009455, 5.710498307510851, 5.695252934371671, 5.573093019117092, 5.718400458273203, 4.220236644416903] | Angle of attack along blade span
xf.s | intermediate |  | [0.0, 0.034482758620689655, 0.06896551724137931, 0.10344827586206896, 0.13793103448275862, 0.1724137931034483, 0.20689655172413793, 0.24137931034482757, 0.27586206896551724, 0.3103448275862069, 0.3448275862068966, 0.3793103448275862, 0.41379310344827586, 0.4482758620689655, 0.48275862068965514, 0.5172413793103449, 0.5517241379310345, 0.5862068965517241, 0.6206896551724138, 0.6551724137931034, 0.6896551724137931, 0.7241379310344828, 0.7586206896551724, 0.7931034482758621, 0.8275862068965517, 0.8620689655172413, 0.896551724137931, 0.9310344827586207, 0.9655172413793103, 1.0] | 1D array of the non-dimensional spanwise grid defined along blade axis (0-blade root, 1-blade tip)
xf.r | intermediate | m | [1.5, 3.620689655172414, 5.741379310344827, 7.862068965517241, 9.982758620689655, 12.10344827586207, 14.224137931034482, 16.344827586206897, 18.46551724137931, 20.586206896551726, 22.70689655172414, 24.827586206896548, 26.948275862068964, 29.06896551724138, 31.189655172413794, 33.310344827586206, 35.43103448275861, 37.551724137931025, 39.672413793103445, 41.793103448275865, 43.91379310344828, 46.03448275862069, 48.1551724137931, 50.27586206896552, 52.39655172413793, 54.51724137931034, 56.63793103448276, 58.75862068965517, 60.87931034482758, 63.0] | radial locations where blade is defined (should be increasing and not go all the way to hub or tip)
xf.coord_xy_interp | intermediate |  | [[[0.9999999999999998, 4.336808689942018e-19], [0.999310113472703, -0.022458662776405094], [0.9977156747146716, -0.04481597788321213], [0.9955181329469308, -0.06708079917920928], [0.9919396862074491, -0.08919315157447237], [0.9874356440341693, -0.11110058375506152], [0.9819915326294707, -0.1327586545797957], [0.975626529462686, -0.15412712184956692], [0.9682675382227565, -0.17512661114177105], [0.9600606107281728, -0.19575847919035488], [0.9509265666015069, -0.2159363078916257], [0.9409403354275221, -0.2356383539369196], [0.9301479657016355, -0.25483397354807125], [0.9185415472119017, -0.27346355046334336], [0.9061818532599231, -0.2915091340658063], [0.8930916444348403, -0.30892667274752666], [0.8793058160179221, -0.32568448178550335], [0.8649045992106825, -0.3417904599428264], [0.8498519199312867, -0.3571497281866142], [0.8342455035576795, -0.3717941767975284], [0.8181212017044299, -0.3856982435999456], [0.8014930485318991, -0.39881216938094055], [0.7844334870013709, -0.411156320613968], [0.7669737666731877, -0.42270396259936494], [0.7491624871044766, -0.4334540659386784], [0.7310219145418266, -0.4433631721872983], [0.7126368618751303, -0.4525063986525333], [0.694007845027337, -0.46079516407680154], [0.6751845969458387, -0.4682485934576786], [0.6562257930050002, -0.47490858582269957], [0.6371774555615161, -0.4808088426081778], [0.618038507550428, -0.48581809050568], [0.5988819912454483, -0.49006763002186154], [0.579739650495367, -0.49355633014005473], [0.5606406879428678, -0.49626787573508435], [0.5416244297290831, -0.4982520987406433], [0.5227143691038316, -0.49943314123860055], [0.5039513335119743, -0.4999223247247999], [0.4853620963160047, -0.4997380488138091], [0.46697307143353983, -0.49886883192034326], [0.44881112450742094, -0.4973536591223899], [0.4309043502757591, -0.49516304726634575], [0.413271363469139, -0.4923831822256312], [0.3959385296838809, -0.488993189490426], [0.37891769256131813, -0.4850608996009498], [0.36223201735528465, -0.48058499829206475], [0.3458913117197512, -0.4756121433781119], [0.3299202954617155, -0.47013281848769356], [0.3143240807655798, -0.4641965662803957], [0.2991074237497537, -0.457844201721311], [0.2842972618229185, -0.4510612235414027], [0.2698993229458805, -0.44387977909455717], [0.2559150188710926, -0.4363369395971797], [0.24234860887904425, -0.4284599351869233], [0.22920570242422245, -0.42027068732007816], [0.21648870045744983, -0.4117940145070322], [0.20419913639880613, -0.4030536555085155], [0.1923373779175772, -0.39407285495969185], [0.18090314103472596, -0.3848737799912002], [0.1699007465446024, -0.3754717387644647], [0.15931967390528448, -0.36589609231812326], [0.1491558741675362, -0.35616753030955783], [0.1394043080417189, -0.3463063195144983], [0.13005953149816488, -0.3363315602706393], [0.12111737925678266, -0.32625984615756204], [0.11261094866931468, -0.3160760637949729], [0.1044972827853424, -0.30582911345429314], [0.09675955375727384, -0.29554192275544366], [0.08938455682996531, -0.2852324577091274], [0.08236650339543387, -0.2749118997200268], [0.07575692236959942, -0.2645541464243929], [0.06950117317228469, -0.25420473430372753], [0.06356955827980676, -0.24388750598756093], [0.05794658337208492, -0.23361518372392842], [0.05269144884714007, -0.22336119546093497], [0.047768514971428935, -0.21315258469469006], [0.043118574375617155, -0.20302140462239798], [0.03875535749200771, -0.1929635142905562], [0.03473293759139035, -0.18296247772519303], [0.03096234160336464, -0.17305818109840526], [0.027444217361930416, -0.16325127755489982], [0.02421743855009463, -0.15353217826076873], [0.021200382231983592, -0.14393132190862676], [0.018436446787367028, -0.13443452183279775], [0.01594409751520625, -0.1250417519552673], [0.013625364061802184, -0.11578036747099697], [0.011553843096176259, -0.10663358145699245], [0.009663029267988323, -0.0976194418392808], [0.007966188852572413, -0.08873289691791561], [0.0064915665100005095, -0.07997244435331433], [0.005152828965165052, -0.07135273906847964], [0.004028664438844864, -0.06286333655364616], [0.002989965084555453, -0.05452115695010538], [0.002205487047828941, -0.04630604496940855], [0.0015054240704896638, -0.03823766417631746], [0.000968201091584951, -0.03030716171339099], [0.0005515446627134147, -0.022518749411906385], [0.0002653664021357644, -0.014871199858295193], [8.9039329764774e-05, -0.007365028943058316], [0.0, 0.0], [8.900962772126275e-05, 0.007363561990107389], [0.00026518444396752487, 0.014865268559062363], [0.0005509333091508455, 0.022505263896775644], [0.0009666759055770172, 0.030282947154827714], [0.0015026597623462431, 0.03819943815200925], [0.002199988057285168, 0.04625052666134543], [0.002982053857501411, 0.05444483263255158], [0.004016144757350506, 0.06276279058584346], [0.005133824803336867, 0.07122454084110141], [0.0064657703953243505, 0.07981283306518365], [0.007930976710904728, 0.08853840995198978], [0.00961937501988019, 0.09738574313235833], [0.01149080450620685, 0.10635882911176985], [0.013548881011865688, 0.11545915206081463], [0.015847899686502763, 0.12467111053728339], [0.01831818956961289, 0.13401076324985198], [0.02106150390453491, 0.14344916545926298], [0.02404162181606755, 0.15299206592539097], [0.027235227274345842, 0.16264734585653196], [0.030717107259710243, 0.17238665435784548], [0.034435598237709995, 0.18222433446561942], [0.0384117329063606, 0.1921518491435322], [0.04272767489707802, 0.20213100263008532], [0.047311140242092355, 0.21218675460779512], [0.05216685656067009, 0.22231551940478803], [0.05736038875178387, 0.23248086765582374], [0.0628996758986949, 0.24267031896347732], [0.06873478613884447, 0.2529069750979339], [0.07489693399410334, 0.2631689206833757], [0.08141550364173349, 0.27343114294371595], [0.08831854810544217, 0.28366562248371535], [0.09556164968618143, 0.29389571318003715], [0.10316190942808337, 0.3041027742324407], [0.11113752118302991, 0.31426464240993146], [0.11950388478206951, 0.32435856211366987], [0.12828723771405454, 0.33434944119891485], [0.13745549948940025, 0.34425407558231774], [0.14701725708344926, 0.3540531149237791], [0.15697988667619772, 0.3637265508690636], [0.16734946310365414, 0.3732538833746503], [0.17813290274297466, 0.3826118160770229], [0.18935085096380544, 0.3917583067071239], [0.2009847160309968, 0.40069529426239026], [0.21303476434878924, 0.40940187435619213], [0.22550080578318543, 0.4178559439044059], [0.23838152340985075, 0.4260350093722626], [0.25167457754377326, 0.433915964052831], [0.2653756882936202, 0.44147676472933994], [0.2794783875490727, 0.4486972018482934], [0.2939759116741604, 0.4555552446987327], [0.30887191191509034, 0.46200129022099895], [0.32415412396274634, 0.46801713600945327], [0.3398040988085606, 0.4735991335995822], [0.3558032526126016, 0.47874397515199507], [0.3721608147979496, 0.48335255978566405], [0.3888492369235169, 0.4874459287140901], [0.40584595639317056, 0.4910193773338437], [0.42314408870229003, 0.4939993018639285], [0.4407141237781399, 0.49641731982335], [0.4585392037765559, 0.49822494396960454], [0.4765956688717241, 0.4994079326200873], [0.4948603977754923, 0.49996242147273856], [0.5133061702015475, 0.49979105337718], [0.5319058735902094, 0.4989429945720848], [0.5506268737388514, 0.4973685699826268], [0.5694445969688418, 0.4951001855648567], [0.5883296725914272, 0.49212174466377334], [0.6072302047284699, 0.4883239016651495], [0.6261288693787725, 0.48378487619702326], [0.6449808395959229, 0.4784592054973735], [0.6637614847140635, 0.472378262404636], [0.6824233377242515, 0.46550043581879735], [0.7009169091050262, 0.4578040861929146], [0.7192197894143488, 0.44932573335507736], [0.73729483234536, 0.44007054928271094], [0.7550723529294948, 0.42998479446725035], [0.7725425490187585, 0.4191325157666161], [0.7896512521946386, 0.40749850593827613], [0.806361854431375, 0.3950985828032612], [0.8226178261871462, 0.38192709606565783], [0.838395938869225, 0.3680202004652146], [0.8536664352266886, 0.3534061981029239], [0.8683331945059514, 0.3380478237074927], [0.8824250539355032, 0.322033605271093], [0.8958799738812888, 0.3053653705881875], [0.9086336283811663, 0.28804842984712353], [0.9206886635755726, 0.2701428174256849], [0.9319849287536027, 0.25166247186650587], [0.9425076208070479, 0.23265305742574474], [0.95223782490726, 0.21315492288986485], [0.9611337412723463, 0.19319814477847605], [0.9691357623931091, 0.17280962811003842], [0.9762861395319717, 0.15205977248441663], [0.9824807425059061, 0.13096073690998672], [0.9877804271976285, 0.10958307738520225], [0.9921627636228181, 0.08796663966495433], [0.9956451517766974, 0.06615314798662696], [0.9977673067134226, 0.044194443299023556], [0.999327245898236, 0.022146577662310228], [1.0, -6.938893903907228e-18]], [[0.9999999999999998, -0.00017952331745353013], [0.9989072305493255, -0.02192870052555849], [0.9969426119812309, -0.04353347240471221], [0.9943955293630373, -0.06505911790269923], [0.9905129614341251, -0.0864660263017899], [0.9857375255143936, -0.10770860724953868], [0.9800557140901692, -0.1287331387103188], [0.9734875248953822, -0.1495043953282268], [0.9659642790682283, -0.1699480534063382], [0.9576277524129259, -0.190062763309597], [0.948403356998999, -0.2097686789227675], [0.9383630110159137, -0.22903996990138142], [0.9275526666986719, -0.2478495292751847], [0.915963933763798, -0.26613603679913256], [0.9036541981390039, -0.2838780483075763], [0.8906452690740866, -0.3010322288047926], [0.8769691804978788, -0.31756387365924726], [0.8627016168137064, -0.333476389006762], [0.8478070918582625, -0.3486769275113113], [0.8323786585866852, -0.3631934962973233], [0.8164506859110362, -0.37700154909957373], [0.8000328907888604, -0.3900441398172634], [0.7831959289523561, -0.4023431739936021], [0.765968849734547, -0.4138703421301702], [0.74839571681804, -0.42461894882383694], [0.7304994818007313, -0.4345502588266684], [0.7123619500508022, -0.44373711615571815], [0.6939464621104862, -0.4520914313362356], [0.6751266799548259, -0.4596251118566586], [0.6561713377472845, -0.46638060328345327], [0.6371264201874912, -0.47238809097939327], [0.6179908452592991, -0.4775156281188819], [0.5988376173197261, -0.4818923441797031], [0.5796984818774347, -0.48552155359816973], [0.5606026151993089, -0.4883817227326583], [0.5415893361602548, -0.4905237784997024], [0.522682130928623, -0.49187216975300124], [0.5039218210095051, -0.4925423534007364], [0.4853351774252542, -0.4925554153289345], [0.46694860898747836, -0.49190354713492634], [0.44878897191847256, -0.49062169206469075], [0.4308843598255703, -0.48868737962228215], [0.41325338633774616, -0.4861829164443885], [0.3959224115485218, -0.4830818726286019], [0.3789032912280716, -0.47946621737694317], [0.36221918803902214, -0.47532517008413117], [0.3458799184228904, -0.4706941038922647], [0.3299102065539657, -0.4655731694824538], [0.31431517659177793, -0.46000686895445037], [0.29909959681811443, -0.4540197253638056], [0.28429040858555354, -0.44760287982003505], [0.269893351482808, -0.4407781761149183], [0.2559098482140972, -0.43357741373614445], [0.24234416477043247, -0.4260264443396598], [0.2292019176920097, -0.41814158984365735], [0.21648550854266177, -0.40995852934343585], [0.2041964770602947, -0.40149255866083444], [0.1923351951347997, -0.3927680047912268], [0.1809013783446464, -0.38381304897361157], [0.1698993519121766, -0.3746391056809714], [0.15931860039517098, -0.36527469091628795], [0.1491550763208997, -0.3557445677464198], [0.139403744545768, -0.34606583090086834], [0.13005916234035905, -0.33626073034047943], [0.12111716649059842, -0.32619305646078134], [0.11261085192839275, -0.3160125933170522], [0.10449726895617048, -0.30576883569237245], [0.09679320410427487, -0.2954847414389036], [0.08945747756209402, -0.28517821722763037], [0.08247343364336114, -0.27486050944864354], [0.07589045543448387, -0.26450552169340386], [0.06965629745066902, -0.2541587853802477], [0.06374309883456139, -0.2438441132417892], [0.0581352290450754, -0.23357425468031104], [0.05288914515655649, -0.22332266389293104], [0.047970355035416315, -0.21311637199711278], [0.04332290651745217, -0.20298742317934135], [0.03895920746731169, -0.19293168609021982], [0.03493078416207374, -0.18293274402869386], [0.03115227000017187, -0.17303047167566712], [0.027575654703403753, -0.16322552186386313], [0.02429283208822267, -0.15350831809209933], [0.021227931480835245, -0.14390928922543078], [0.018437603499794595, -0.1344142516372875], [0.0159449760184695, -0.12502318960715947], [0.013626056338096165, -0.11576345558463734], [0.011554381353334258, -0.10661827261215767], [0.009663450452638573, -0.09760569219201028], [0.007966512612454242, -0.08872067085493174], [0.0064918001266073425, -0.07996171101071538], [0.005153006452408268, -0.07134345870878843], [0.004028795466821938, -0.06285547618444726], [0.0029900987020501494, -0.05451468123850888], [0.002205608821971041, -0.04630093964178091], [0.0015055718737547433, -0.03823391373117563], [0.0009704903276133985, -0.030304759274312493], [0.000557571178220806, -0.02251768415286431], [0.0002690142263301379, -0.014871457400389122], [8.956084535229877e-05, -0.007366589402239739], [0.0, 0.0], [8.983016652611787e-05, 0.007359421010299501], [0.00027003198910531155, 0.014859822225864508], [0.0005637246450633853, 0.02249848987081369], [0.0009828141145889018, 0.030274831624996414], [0.001506077267895818, 0.038189972507088506], [0.002200128427374732, 0.04623970782266091], [0.002982164862569091, 0.05443265264296015], [0.004016230992221335, 0.06274924541652366], [0.005133934400148048, 0.07120960141297322], [0.006465916950369556, 0.079796466487559], [0.007931191518785852, 0.08852057304953818], [0.009619659345057584, 0.09736641022318902], [0.011491174127144867, 0.1063379656078171], [0.013549351010824082, 0.11543672067208226], [0.015848473833881067, 0.12464707460215756], [0.018318905991104976, 0.1339850653798674], [0.021062369572770002, 0.14342175953281963], [0.024042665638887274, 0.15296289444138847], [0.027236506807604744, 0.1626163349319506], [0.0307186476174727, 0.17235375214520302], [0.034437490431689505, 0.1821894621115246], [0.038441605825361255, 0.1921149263740023], [0.04281467978343937, 0.20209196941411758], [0.04746394672879426, 0.21214551739953022], [0.05239323943927173, 0.22227197750469785], [0.05765268187204804, 0.2324349362346899], [0.06319469335228844, 0.24262190477015697], [0.06903062018661991, 0.25285596864317633], [0.07519021585418266, 0.2631152115560304], [0.08170111982465775, 0.27337463407941703], [0.08859040630552223, 0.28360619612862686], [0.095815319413695, 0.29383327120260855], [0.10339276597318128, 0.3040371679960021], [0.11133929545651379, 0.3141957730680655], [0.11966953282462318, 0.3242863104510183], [0.12840834886653377, 0.3342737169502773], [0.13752504971899954, 0.3441747610596614], [0.14702828734206677, 0.35397006352039323], [0.1569797966599667, 0.3636396536599423], [0.16734921006387976, 0.3731630169330937], [0.17813242317294004, 0.382516222879074], [0.1893500747773002, 0.3914699457082266], [0.20098357024675348, 0.4002053180629496], [0.21303317259388058, 0.4086934601691902], [0.2254986845781067, 0.41692281535633996], [0.23837878464962448, 0.4248656606042966], [0.25167112601072494, 0.43250376111044564], [0.2653714238165963, 0.4398149014958205], [0.27947320313102875, 0.446783382591702], [0.29396969475393575, 0.4533877054637317], [0.3088645394682473, 0.45958691929641854], [0.3241454695008045, 0.4653579351147241], [0.33979403473947073, 0.470700531478202], [0.3557916510301881, 0.4756045989535095], [0.37214753677568085, 0.4799804676302657], [0.3888341473913667, 0.4838440002883117], [0.40582892340434557, 0.4871917839636249], [0.4231249778677014, 0.4899552319679486], [0.4406928053088806, 0.4921557172596325], [0.45851554888810664, 0.4937488213083496], [0.4765695543709695, 0.49472172303938966], [0.4948317040561554, 0.49507061701275357], [0.5132747885654244, 0.49470372650404326], [0.5318717047125021, 0.493672265419179], [0.5505898263799675, 0.4919210141102811], [0.5694045931419484, 0.4894869504489927], [0.5882866461540374, 0.48635432130863904], [0.6071841103404585, 0.4824133798475936], [0.6260796735179527, 0.47774519804052773], [0.644928530642822, 0.47230302917467626], [0.6636528061201544, 0.4661205618193022], [0.6821209891283605, 0.4591595589025461], [0.7004219888725932, 0.4514019003056829], [0.7185330823461449, 0.4428791511521788], [0.7364183771853617, 0.4335969425781875], [0.7540129509155445, 0.4235121322179463], [0.771306558836051, 0.4126839174118153], [0.788246288351973, 0.4010954343937392], [0.8047979506266615, 0.38876651555555813], [0.8209066540961848, 0.37569011360556753], [0.8365501236053926, 0.3619015102866673], [0.8517001808894137, 0.34743000811380603], [0.8662636825374627, 0.3322384146850637], [0.8802692139122595, 0.31641417723200305], [0.8936572964042351, 0.2999605739774645], [0.9063658946342474, 0.28288261803600845], [0.9183979513377454, 0.26523900781396353], [0.9296939268497103, 0.24703812124215904], [0.9402419112553424, 0.2283320156805774], [0.9500230164024567, 0.20915691043383328], [0.9589992110144386, 0.1895484240601359], [0.9671104062470031, 0.16952431115123767], [0.9743995134204778, 0.14915872574589795], [0.9807653811749952, 0.1284613199917155], [0.9862679357376057, 0.10750370079939031], [0.9908859358854808, 0.08632491175823857], [0.9946336064748766, 0.06495760843757993], [0.9970674813194434, 0.04345852427674885], [0.9989611472611919, 0.021887440312441775], [1.0, 0.0001736535944916292]], [[0.9999999999999999, -0.0018043796904708503], [0.9946475534254438, -0.016317122420201377], [0.9887348782319083, -0.030259601931057745], [0.9824405349276113, -0.04426603572913095], [0.9752665536665583, -0.05849031443495383], [0.9675278100834671, -0.07295440427111995], [0.9592210491061617, -0.08751724688654576], [0.9503732911760023, -0.10219373275560817], [0.9409579735188678, -0.11696148662300418], [0.9310728958354298, -0.1317921238492373], [0.9206856665928691, -0.14667156760399103], [0.9098377800872443, -0.16153313867555943], [0.8985704790052821, -0.17638378251730877], [0.8868699305020271, -0.19114446412096944], [0.8747598862980224, -0.20575753215647968], [0.8622513478677569, -0.22018543023430112], [0.8493488093701538, -0.2343623015728162], [0.8360847137205993, -0.2482460332283804], [0.8224289049626166, -0.2617636785216844], [0.8084297754081412, -0.27490383970639837], [0.7941063122692876, -0.2876506636254823], [0.7794320644276638, -0.2998791815672784], [0.7644585114975334, -0.31162474712313354], [0.7491950157736468, -0.322844415764902], [0.7336461676598659, -0.3334775765154121], [0.7178390020581608, -0.3435308489752221], [0.7018263423766565, -0.3530528286257915], [0.6853131916600983, -0.3619616712509154], [0.666950768454457, -0.37020174323243527], [0.6484544439606796, -0.3778192847467356], [0.6298651419746989, -0.38481034362540767], [0.6111811803569828, -0.39104146952896573], [0.5924702619777669, -0.39661675732446583], [0.5737641634558447, -0.40158030676351586], [0.5550885026413885, -0.405862757701682], [0.5364814334749025, -0.40952308659778913], [0.5179654073926292, -0.41249116597936747], [0.49958017970447416, -0.4149138441057243], [0.4813520690150129, -0.41683451599876253], [0.4633066598336307, -0.4182763917560746], [0.4454694548015352, -0.41923499925770663], [0.4278682398640799, -0.4197485178254641], [0.4105213921875317, -0.4198588356966982], [0.39345441865254, -0.41948879702781183], [0.37668068507090346, -0.41883722636295057], [0.3602229104003764, -0.41780711220878375], [0.3440920080639638, -0.41633292290898816], [0.32831315599173544, -0.4144946407770171], [0.3128930171814918, -0.4122912897150658], [0.2978379343133738, -0.40960743494210805], [0.28317523806436784, -0.4064830994242682], [0.2689121319233148, -0.40285740302568723], [0.25505147919543647, -0.39871975236879065], [0.24159837188334926, -0.39408849609706903], [0.22855931865207363, -0.3889378883985787], [0.21593673900636987, -0.3833938657889852], [0.20373296643911157, -0.3774064225251243], [0.1919489291687334, -0.37100975360034005], [0.18058418240268626, -0.3642825582765277], [0.16964362226113766, -0.3572059624924181], [0.15911745273045996, -0.3498023803319722], [0.14900178574817743, -0.3421295284567806], [0.13929218052606918, -0.33417993446311384], [0.12998334476726192, -0.32600101586541], [0.12107138973576131, -0.31639956132195773], [0.11258878811998978, -0.3066689807997969], [0.10449385266667989, -0.29685958451168915], [0.09709777167552106, -0.28699792140454256], [0.0901174793824987, -0.2770944919012595], [0.08344125385344557, -0.2671686141667197], [0.07709905638150122, -0.25719507467796565], [0.07106031936780939, -0.24721851059941927], [0.06531380552809724, -0.23725890125927596], [0.059842651391924885, -0.2273323664062977], [0.054678484351229226, -0.2174157392902739], [0.049797199140973844, -0.20753446239415468], [0.04517230629226885, -0.19771919463409432], [0.040804243177493635, -0.18796712419701814], [0.03672148336379578, -0.17826429302809177], [0.032871302214742375, -0.1686489879935246], [0.028870768498765065, -0.1591217626396317], [0.025092482362391047, -0.14967471332652907], [0.021620170088439486, -0.1403367850400133], [0.01860162666304125, -0.13109424971276618], [0.016072671715249422, -0.12194839548126898], [0.0137288862084201, -0.11292609086255732], [0.011636000554267362, -0.1040119128853817], [0.009728556203173708, -0.0952242774322535], [0.008017547080631288, -0.08655922744245097], [0.006529513885077808, -0.07801586394165493], [0.005182119820703469, -0.06960767052726799], [0.004050530128804833, -0.06132512176916321], [0.003011620589365903, -0.0531847356121422], [0.002224625698016434, -0.045169214753213616], [0.0015272604699757809, -0.03729799599523606], [0.0010075451225290304, -0.029563426125262967], [0.0006194598671291611, -0.021969206575436464], [0.000302591701471522, -0.014513660625558865], [9.428105628666295e-05, -0.007196622345816274], [0.0, 0.0], [9.72568213210972e-05, 0.007157620453537402], [0.0003139068724483103, 0.014469884224937586], [0.000679498372798088, 0.02191724219339036], [0.0011375937768556966, 0.029500164468996563], [0.00156159825012144, 0.03722045188494826], [0.0022215047702640227, 0.045074620503196106], [0.0030003872619557962, 0.053070547905074705], [0.004031400800592171, 0.06118916395315586], [0.00515330459503554, 0.06944723293332714], [0.006491514403925207, 0.07782709299578143], [0.007967697109761073, 0.08633812982896204], [0.009667097276473762, 0.09496711532652274], [0.011551727753110577, 0.10371686931512591], [0.013625034437641027, 0.11258852091865779], [0.015939582914034675, 0.12156658205979305], [0.018430562922364637, 0.13066437314648296], [0.021195115502067634, 0.1398544781309198], [0.02420000705528905, 0.1491411650485729], [0.027425670142727485, 0.15853015964802028], [0.030942164929631446, 0.16799608163125745], [0.03470641720012536, 0.17754971668239453], [0.03896170847903754, 0.1871823740481141], [0.043804727137895016, 0.19685859652180254], [0.04903790378891781, 0.2065989095477526], [0.05456875744485426, 0.2163988601431537], [0.06029821196801064, 0.2262241769026968], [0.06586488125000767, 0.2360613640670692], [0.07170819903655332, 0.2459313205595725], [0.0778446949836897, 0.2558121087336514], [0.08428621730193386, 0.26568055624642467], [0.09105098098307877, 0.2755061804575544], [0.09811127115544402, 0.28531459732505726], [0.10548223676659065, 0.29508090835019435], [0.11316554409558587, 0.30478933298348654], [0.1211688047935185, 0.3144147468133568], [0.1295045197191044, 0.3239258107829555], [0.13815454529323584, 0.3333358396919317], [0.1471281216491914, 0.342621802895656], [0.1569591886016653, 0.3517686226654065], [0.16729582324608333, 0.3607540253856762], [0.1780370424883647, 0.3695534786902166], [0.1892025396354689, 0.37664066856492895], [0.20077346584064962, 0.38343856219567085], [0.21274968953309872, 0.3898558206693932], [0.22513007538013727, 0.3959634676793526], [0.23791274674935942, 0.40169282793476274], [0.2510944495948164, 0.40706502387336324], [0.2646703331535006, 0.41205478518604005], [0.278633072215064, 0.4166845469570075], [0.2929752540701755, 0.4209361559780243], [0.3076991585379319, 0.4248421258994033], [0.3227921725840245, 0.4283417154612281], [0.3382358357133837, 0.43146318654045956], [0.35401165068667784, 0.4341420790113741], [0.3701273977620041, 0.4363708837109297], [0.3865562079920646, 0.4381229306341415], [0.40327606981274, 0.4394057837602402], [0.42027984667192786, 0.44019648136249806], [0.43753880656096333, 0.4404313386134316], [0.45503632404824795, 0.44010080922182554], [0.47274960424861767, 0.4392045750945221], [0.49065611689122424, 0.4377387608605305], [0.50873020150421, 0.4356632720702339], [0.5269460783725309, 0.4330432349862433], [0.5452723471416954, 0.4297806330515783], [0.5636862500957233, 0.425948976039212], [0.5821600840167751, 0.4215364031868141], [0.6006448842771132, 0.4164349973677112], [0.6191248999914001, 0.4107461345759091], [0.6375583432859854, 0.40441515405744266], [0.6555013762444784, 0.3974932494142908], [0.6722463528699587, 0.3899738095904755], [0.6888426881444575, 0.38187103653433646], [0.7052662975499019, 0.3731727281485228], [0.7214929918862432, 0.3638884515762321], [0.737499541726094, 0.35407036919664747], [0.7532728356468098, 0.3437335837534809], [0.7687730313437057, 0.3328482550047512], [0.7839873945485429, 0.32146913201800265], [0.7988776415674018, 0.30957842804860064], [0.8134307342962264, 0.29720307187133943], [0.8276331088111164, 0.28438064677240665], [0.8414213261873521, 0.27107698148291176], [0.8548208236659005, 0.25736727910957297], [0.8677966978882582, 0.24326830537142322], [0.8803096337391565, 0.22878319660727114], [0.8923654118271348, 0.21395734149584522], [0.9039129206778471, 0.19874920690096234], [0.9149654997886625, 0.18326704329256077], [0.9255059382262775, 0.16750930942267064], [0.9355308799023773, 0.15156221378624177], [0.9449793092179297, 0.1353598961882808], [0.9538983194649159, 0.11900896136671762], [0.9622175332827905, 0.1024964566274273], [0.969986513266298, 0.08590137131526934], [0.9771959306519012, 0.06925471139153136], [0.9838313664652211, 0.05250305543794552], [0.989615253076156, 0.035741751930719885], [0.9950744387089697, 0.019042431400282975], [1.0, 0.0017453834049110343]], [[1.0, -0.0031503867278518767], [0.9888537117972243, -0.008654884196065837], [0.9774339608049724, -0.013459040324021223], [0.9658377126648754, -0.018650993636625212], [0.9538877021046901, -0.02449075677623736], [0.9417517240323107, -0.031023785992847587], [0.9294417044886332, -0.03803638251283144], [0.9169891573182799, -0.045579702199864056], [0.904409151080459, -0.05368266711683828], [0.8917461790217145, -0.06228142681345361], [0.879004018532665, -0.07141768470121611], [0.8661906394881901, -0.08098507493396409], [0.8533302863080632, -0.09101096978264712], [0.8404036409462724, -0.10140039680123358], [0.8273994307872795, -0.11205739139043451], [0.814314308831559, -0.12294678274538177], [0.8011275260017569, -0.13397305351797412], [0.7878313881299976, -0.14505061710049943], [0.774402431037869, -0.15612923631591], [0.7608457457593051, -0.16715745315573466], [0.7471619058019191, -0.17812266564921325], [0.733307682013537, -0.1888557549462062], [0.7193079423290826, -0.19939429271103068], [0.7051574259709481, -0.20968724190947297], [0.6908339364034569, -0.21963134122323588], [0.6763602230251469, -0.22927076700535504], [0.6617577711647412, -0.23862014079452212], [0.646755758635561, -0.2476120114405984], [0.6301211920132372, -0.25614021007945104], [0.6133836376819737, -0.2642453429674806], [0.5965638777863681, -0.271889971387129], [0.579658556074787, -0.27896270704870374], [0.5627120259482546, -0.2855224412397689], [0.5457540876368274, -0.2916406644585121], [0.5287960476431912, -0.29721458285194463], [0.5118693625429585, -0.3022982019689024], [0.49499145740395617, -0.3068376673479498], [0.4781949130564594, -0.3109707509750013], [0.4615027386963839, -0.31474740123694517], [0.44493572755558697, -0.31820347256319864], [0.42851303781447775, -0.3212976336271049], [0.4122595276410461, -0.32410035116126584], [0.3961916658497023, -0.3266062430679485], [0.38033032009902495, -0.32870503349486546], [0.3646935530064633, -0.3306355546342344], [0.3493012732711066, -0.3322442282111851], [0.33416784096498936, -0.33340140161105725], [0.31931878281045406, -0.33421839511224916], [0.30476611427269923, -0.33466584697813934], [0.2905217842746004, -0.3345531854041749], [0.27661313348310956, -0.33394891499280405], [0.26305211028805725, -0.3327679066514219], [0.2498469694155384, -0.3309829103302205], [0.23700526048936768, -0.3286213391826173], [0.22453638457266914, -0.3256518879161868], [0.21244212752638375, -0.32223949099448457], [0.20072737657929127, -0.3183197981349275], [0.18939515482976207, -0.3139317988705971], [0.1784432753209248, -0.3091791326175561], [0.16787864150402146, -0.3040339195703817], [0.15769469317569793, -0.29851682085722553], [0.14788774976413424, -0.292697034895892], [0.1384561423603846, -0.2865598327886817], [0.12939491136171022, -0.2801602626428594], [0.12070122558753114, -0.2724219221626707], [0.11240183165521915, -0.26452335710173447], [0.10446321421966533, -0.25650039571569627], [0.09735007095628402, -0.24838871562626805], [0.09066421514924178, -0.24017556312510793], [0.08424298183096163, -0.23190513930832754], [0.0781002435676953, -0.22355664740541767], [0.07222339040134251, -0.2151688266113176], [0.06661495577021664, -0.20674841922204681], [0.06125705486339808, -0.19832190570561078], [0.056160746530389556, -0.18987794092292076], [0.05131052983475836, -0.18143646522171428], [0.04670432176955781, -0.17302071766631935], [0.04233264352805048, -0.16463345305465515], [0.03820487215272276, -0.15626905940801994], [0.0342953231292801, -0.14795902884181478], [0.030264236953310483, -0.1397028922429652], [0.026190252064293183, -0.13149957230922263], [0.022507303824894638, -0.123370323929188], [0.01934814472305947, -0.11530374760570776], [0.016686234056764733, -0.10730535640261761], [0.014245259225772256, -0.09939883504273381], [0.012062363976719512, -0.0915743099011639], [0.010080669992571019, -0.08385037521985615], [0.008302960342850042, -0.07622718160848606], [0.006748719157282729, -0.06870577844368847], [0.0053555337894393, -0.061295352328490184], [0.0041821623925365975, -0.05399007262884954], [0.003136270759487897, -0.04680393260691428], [0.002329314108778794, -0.039730998560162524], [0.0016335402268942904, -0.03278914761063853], [0.0011023963888968462, -0.025975815171162705], [0.0006951521071924825, -0.01929295354049715], [0.00033211259684817664, -0.01273745913588207], [9.81912093568564e-05, -0.006307169618057123], [0.0, 0.0], [0.00010340895253973456, 0.006294423377730101], [0.00035025217823942003, 0.012718929209527427], [0.0007754036200941107, 0.019264044982356406], [0.0012922962671970786, 0.02593355316550053], [0.0017041596993391719, 0.03273169236874666], [0.002334054844871322, 0.039657597853782194], [0.0031090559688075376, 0.04671531662536376], [0.004130944438761722, 0.05388733463886073], [0.00528116929412912, 0.06117725080151137], [0.006657950569530826, 0.06856692452177478], [0.008196531242163983, 0.07606076989090892], [0.00995683131784688, 0.08365389717049777], [0.011911738349326831, 0.09134479773982744], [0.0140631966654794, 0.09913331637908057], [0.016454767237286734, 0.10700472313837757], [0.019043136476425814, 0.11496226684676107], [0.02190290027278537, 0.12298460580537088], [0.025012816682545395, 0.1310708166721815], [0.02836669871858359, 0.13921879644075372], [0.03201226544816703, 0.14741475858197298], [0.035936722964200245, 0.15565652271804903], [0.04037224597422591, 0.16393521453244708], [0.045412656250130426, 0.17222617085963415], [0.05099116133924905, 0.18053353513584033], [0.05675554359716325, 0.18885053886756722], [0.062489730052871555, 0.19715153657572318], [0.06807682549390755, 0.2054203917096492], [0.07392626583618087, 0.21366925381355767], [0.08004362631585579, 0.22187722220710465], [0.08642767389742859, 0.23002876096074204], [0.09308928472917694, 0.23808736423277727], [0.10001320369126729, 0.24608325480559637], [0.10721312353235965, 0.25397318047254713], [0.1146783815137226, 0.2617626409248996], [0.12241077956408469, 0.26942142143771636], [0.13041257147446797, 0.27693118174687553], [0.1386760101359092, 0.28429402727267433], [0.1472108229157115, 0.29147496776806825], [0.15678406477836854, 0.2984765249238153], [0.16687133051518338, 0.3052715016249648], [0.17731906495288832, 0.31184997950222204], [0.18814252857705352, 0.3168263300392222], [0.19932333625425108, 0.321493466769797], [0.21086045598835326, 0.32574373658098826], [0.22274920488903352, 0.3296719341456702], [0.234986225322217, 0.33319919258029446], [0.24756518487969006, 0.3363633008372437], [0.2604800724043023, 0.3391312476401921], [0.27372091269214205, 0.3415480447499903], [0.28727887279902076, 0.34359278129455456], [0.30115131108950366, 0.345340679159534 | 3D array of the non-dimensional x and y airfoil coordinates of the airfoils interpolated along span for n_span stations.
xf.chord | intermediate | m | [3.542, 3.5829065688610924, 3.8701677888975055, 4.113082662273744, 4.386184316700438, 4.5705983562554815, 4.6343256119198495, 4.646781924312676, 4.545529346958071, 4.426741607305162, 4.320291925514559, 4.205548041683577, 4.080209090674618, 3.9498741541952938, 3.8144707942245812, 3.6834791267944174, 3.5568910997434435, 3.4298965523912854, 3.3026551714743477, 3.1754137920031074, 3.0481724135647097, 2.9209310350823983, 2.793689656426132, 2.666448158844707, 2.5392068063848345, 2.416417405464169, 2.280796764281841, 2.1030278893097076, 1.5245990923819477, 1.419] | chord length at each section
xf.cl_interp | intermediate |  | [[[[-3.2526065174565133e-19]], [[3.469446951953614e-18]], [[-1.3877787807814457e-17]], [[3.469446951953614e-18]], [[-5.551115123125783e-17]], [[3.122502256758253e-17]], [[-5.551115123125783e-17]], [[1.1102230246251565e-16]], [[4.163336342344337e-17]], [[-6.938893903907228e-17]], [[-9.020562075079397e-17]], [[-5.551115123125783e-17]], [[-6.938893903907228e-17]], [[-8.326672684688674e-17]], [[-3.469446951953614e-17]], [[-6.938893903907228e-17]], [[-5.551115123125783e-17]], [[-7.632783294297951e-17]], [[0.0]], [[-3.469446951953614e-17]], [[-4.163336342344337e-17]], [[-6.938893903907228e-18]], [[0.0]], [[-2.0816681711721685e-17]], [[-2.168404344971009e-17]], [[3.469446951953614e-18]], [[1.3877787807814457e-17]], [[2.0816681711721685e-17]], [[-1.734723475976807e-18]], [[1.3877787807814457e-17]], [[0.0]], [[2.7755575615628914e-17]], [[0.0]], [[2.7755575615628914e-17]], [[2.7755575615628914e-17]], [[2.7755575615628914e-17]], [[8.326672684688674e-17]], [[5.551115123125783e-17]], [[0.0]], [[6.938893903907228e-17]], [[6.938893903907228e-17]], [[5.551115123125783e-17]], [[9.020562075079397e-17]], [[4.5102810375396984e-17]], [[4.336808689942018e-17]], [[9.020562075079397e-17]], [[-2.636779683484747e-16]], [[9.020562075079397e-17]], [[6.591949208711867e-17]], [[-2.2551405187698492e-17]], [[1.1188966420050406e-16]], [[6.765421556309548e-17]], [[-2.0816681711721685e-17]], [[-9.020562075079397e-17]], [[-1.734723475976807e-17]], [[9.020562075079397e-17]], [[-4.163336342344337e-17]], [[1.0061396160665481e-16]], [[-6.938893903907228e-18]], [[-6.938893903907228e-18]], [[9.020562075079397e-17]], [[1.249000902703301e-16]], [[3.469446951953614e-17]], [[-4.85722573273506e-17]], [[2.7755575615628914e-17]], [[2.0816681711721685e-17]], [[6.245004513516506e-17]], [[8.326672684688674e-17]], [[3.469446951953614e-17]], [[-6.938893903907228e-18]], [[1.0408340855860843e-16]], [[6.938893903907228e-18]], [[6.938893903907228e-18]], [[-2.0816681711721685e-17]], [[0.0]], [[-2.0816681711721685e-17]], [[0.0]], [[0.0]], [[0.0]], [[0.0]], [[-1.3877787807814457e-17]], [[-2.0816681711721685e-17]], [[2.2551405187698492e-17]], [[-2.7755575615628914e-17]], [[0.0]], [[-1.3877787807814457e-17]], [[2.7755575615628914e-17]], [[5.551115123125783e-17]], [[4.163336342344337e-17]], [[-2.7755575615628914e-17]], [[1.3877787807814457e-17]], [[-4.163336342344337e-17]], [[2.0816681711721685e-17]], [[1.3877787807814457e-17]], [[1.734723475976807e-17]], [[-2.168404344971009e-19]], [[-6.938893903907228e-18]], [[-1.3877787807814457e-17]], [[0.0]], [[-2.7755575615628914e-17]], [[0.0]], [[-1.3877787807814457e-17]], [[4.85722573273506e-17]], [[1.3877787807814457e-17]], [[6.938893903907228e-18]], [[-6.938893903907228e-17]], [[-3.469446951953614e-17]], [[-4.85722573273506e-17]], [[8.326672684688674e-17]], [[2.0816681711721685e-17]], [[1.734723475976807e-17]], [[-1.3314002678121994e-16]], [[1.0408340855860843e-17]], [[9.020562075079397e-17]], [[-8.326672684688674e-17]], [[-8.326672684688674e-17]], [[0.0]], [[1.6653345369377348e-16]], [[-2.7755575615628914e-17]], [[-2.7755575615628914e-17]], [[-9.020562075079397e-17]], [[-2.168404344971009e-19]], [[4.163336342344337e-17]], [[-1.5265566588595902e-16]], [[0.0]], [[9.020562075079397e-17]], [[-9.71445146547012e-17]], [[1.6653345369377348e-16]], [[-1.1102230246251565e-16]], [[0.0]], [[-2.220446049250313e-16]], [[0.0]], [[-2.220446049250313e-16]], [[-2.220446049250313e-16]], [[0.0]], [[-4.440892098500626e-16]], [[-2.220446049250313e-16]], [[-4.440892098500626e-16]], [[-2.220446049250313e-16]], [[0.0]], [[-2.220446049250313e-16]], [[-2.220446049250313e-16]], [[2.220446049250313e-16]], [[-2.220446049250313e-16]], [[-4.440892098500626e-16]], [[-2.220446049250313e-16]], [[-2.220446049250313e-16]], [[-4.440892098500626e-16]], [[-2.220446049250313e-16]], [[0.0]], [[-4.440892098500626e-16]], [[-2.220446049250313e-16]], [[-4.440892098500626e-16]], [[-4.440892098500626e-16]], [[0.0]], [[-2.220446049250313e-16]], [[0.0]], [[0.0]], [[0.0]], [[-2.220446049250313e-16]], [[-2.220446049250313e-16]], [[-2.220446049250313e-16]], [[-1.1102230246251565e-16]], [[-1.1102230246251565e-16]], [[-1.1102230246251565e-16]], [[-1.1102230246251565e-16]], [[0.0]], [[0.0]], [[-5.551115123125783e-17]], [[0.0]], [[0.0]], [[2.6020852139652106e-18]], [[8.673617379884035e-18]], [[-2.7755575615628914e-17]], [[3.469446951953614e-18]], [[2.233456475320139e-17]], [[-1.0408340855860843e-17]], [[1.0408340855860843e-17]], [[2.7755575615628914e-17]], [[9.020562075079397e-17]], [[6.938893903907228e-18]], [[4.85722573273506e-17]], [[4.85722573273506e-17]], [[1.0408340855860843e-16]], [[7.632783294297951e-17]], [[-1.3877787807814457e-17]], [[-8.326672684688674e-17]], [[-6.938893903907228e-18]], [[1.0408340855860843e-16]], [[1.0408340855860843e-16]], [[3.469446951953614e-17]], [[7.979727989493313e-17]], [[-5.204170427930421e-17]], [[5.898059818321144e-17]], [[6.591949208711867e-17]], [[3.469446951953614e-18]], [[3.469446951953614e-17]], [[3.382710778154774e-17]], [[-1.734723475976807e-18]], [[-3.577867169202165e-18]]], [[[3.6286464151860133e-06]], [[0.0034333523603505035]], [[0.006982054591597528]], [[0.010135367843197227]], [[0.012715139123400988]], [[0.015019166839764207]], [[0.01699725515574055]], [[0.018572064835236688]], [[0.019785365861451]], [[0.020643025000632916]], [[0.021191010795397154]], [[0.021403647500243712]], [[0.021425243343048822]], [[0.021105894014364475]], [[0.020572952457240633]], [[0.019784936528533602]], [[0.018787429406339262]], [[0.017594560466258624]], [[0.016206481305985822]], [[0.014664316064071897]], [[0.012965199068566538]], [[0.011135002761043889]], [[0.009191527308637558]], [[0.007143110941807062]], [[0.0050183338354988045]], [[0.0028254652016777085]], [[0.0005862537230250028]], [[3.53057736847788e-05]], [[4.695365700991064e-06]], [[-0.0023101149818390704]], [[-0.005989190295661695]], [[-0.009649576858093228]], [[-0.012980552499139292]], [[-0.015123405090382347]], [[-0.01717864837943403]], [[-0.019137350976026285]], [[-0.020981587765348836]], [[-0.0226876691611749]], [[-0.024254440023693313]], [[-0.02564587242517581]], [[-0.026859047627393884]], [[-0.027879334288537325]], [[-0.028666042449640293]], [[-0.029253323064671422]], [[-0.029576870735660628]], [[-0.029605800971204084]], [[-0.02918868111843538]], [[-0.028958730216717937]], [[-0.02800488100880659]], [[-0.02677099582015177]], [[-0.025237399500513073]], [[-0.024885200086627188]], [[-0.02451228866985946]], [[-0.024120861825900355]], [[-0.023713116642889723]], [[-0.023291250696669857]], [[-0.022857462026572257]], [[-0.022413949109601167]], [[-0.02196291083094591]], [[-0.02149269860487095]], [[-0.020992998031044346]], [[-0.02048136746884286]], [[-0.019953485506146167]], [[-0.019408953961385395]], [[-0.01884896466329878]], [[-0.018269498121503275]], [[-0.01767066898283875]], [[-0.01702062198620031]], [[-0.016305151170600586]], [[-0.015490508276009007]], [[-0.014554847900312341]], [[-0.01347680100568218]], [[-0.012224044079785296]], [[-0.010780103427082556]], [[-0.009115236220121448]], [[-0.0072034203816592896]], [[-0.005021812556021396]], [[-0.0025651400292472926]], [[-0.00020256812450927808]], [[-0.00017558778419515808]], [[-0.00015055336779316864]], [[-0.00012764191425871513]], [[-0.00010747540003410751]], [[-8.990661389916832e-05]], [[-7.482496418438622e-05]], [[-6.19127548554671e-05]], [[-5.08498875811253e-05]], [[-4.1358711054012565e-05]], [[-3.317540076862302e-05]], [[-2.6095964485883805e-05]], [[-1.9941726901215318e-05]], [[-1.4587248212086235e-05]], [[-9.944002082519499e-06]], [[-5.9322419856608355e-06]], [[-2.579142942164131e-06]], [[6.247271733056978e-05]], [[0.0017851031126514608]], [[0.003722404582821817]], [[0.005921904841767897]], [[0.008462628268313316]], [[0.011401087861565795]], [[0.01100748743582524]], [[0.01063128450745809]], [[0.011277110037500478]], [[0.012671477768388742]], [[0.014341174302951676]], [[0.016107813344815092]], [[0.017492744661449205]], [[0.018429308143702743]], [[0.018832302214383007]], [[0.01886425778257681]], [[0.01861011503576028]], [[0.018188838655455425]], [[0.01770194260466522]], [[0.017248702842263805]], [[0.01694358678067001]], [[0.01692340082604736]], [[0.017339390395896714]], [[0.018340646254871737]], [[0.020084055296898745]], [[0.02273138013179634]], [[0.026455050946389957]], [[0.03130454137513572]], [[0.037234188837040744]], [[0.04372971327239476]], [[0.050895454653563585]], [[0.05828179174707092]], [[0.06565884846661463]], [[0.07288775364059497]], [[0.07974250579870668]], [[0.08602469833361193]], [[0.08969426580406314]], [[0.09044996763427604]], [[0.09114188187544192]], [[0.09178223697337984]], [[0.09236850406921726]], [[0.09290715231647795]], [[0.09340243722191777]], [[0.09385842190419491]], [[0.09427958305254647]], [[0.09467020319296227]], [[0.09503439546223413]], [[0.09537677646200615]], [[0.0956882749941026]], [[0.09598340400522343]], [[0.09625553011492971]], [[0.09649636115401972]], [[0.09671782714581556]], [[0.09691666174319069]], [[0.09708191340204442]], [[0.0974691215194472]], [[0.09738869220845747]], [[0.09639870845804066]], [[0.09483275858561435]], [[0.09239959241950313]], [[0.08919615949508786]], [[0.0851772304258891]], [[0.08023033937240953]], [[0.07446335518243496]], [[0.06789936118584627]], [[0.06082965837937748]], [[0.053520900271468275]], [[0.046128809422248174]], [[0.039033161306832764]], [[0.032348144712751825]], [[0.0263464971721456]], [[0.020922899791396943]], [[0.016024770982472347]], [[0.011517964886144372]], [[0.007316236279959448]], [[0.0033097240368567815]], [[-1.3903601955795111e-06]], [[-2.9669126199215537e-05]], [[-0.0004976929625990015]], [[-0.0029596241552624393]], [[-0.005341089250064045]], [[-0.00762201466143031]], [[-0.00979717593146191]], [[-0.011839779261324526]], [[-0.01374466050773663]], [[-0.015496645400200668]], [[-0.017071821711378422]], [[-0.01847724717671012]], [[-0.019672717759809867]], [[-0.020661788662012043]], [[-0.02143675739063336]], [[-0.02193795631893574]], [[-0.02223029352001195]], [[-0.02219626260196552]], [[-0.02195280812627482]], [[-0.021386070545867483]], [[-0.020516971992374934]], [[-0.019303835390194788]], [[-0.017742443043099458]], [[-0.015796398100095466]], [[-0.013539972197444763]], [[-0.011023303460916815]], [[-0.00796885439654528]], [[-0.0045054143994990485]], [[3.628646415186989e-06]]], [[[0.000554997381521124]], [[0.03955369381292201]], [[0.07926682634502244]], [[0.11466565787236206]], [[0.14368137359661623]], [[0.16961456603825192]], [[0.19190438345371913]], [[0.20968787493772117]], [[0.223418930963253]], [[0.23317209946717146]], [[0.23946293811706568]], [[0.2420432322280406]], [[0.24236488229196385]], [[0.23897048300786003]], [[0.2332215343433016]], [[0.22456829849379062]], [[0.2136012984185528]], [[0.20046371748921418]], [[0.18516259239905047]], [[0.16816766242202508]], [[0.14945382420294379]], [[0.12932499144064658]], [[0.10799878843151292]], [[0.08559791753428701]], [[0.0624871043407216]], [[0.03883787404780926]], [[0.015037876754201589]], [[0.005167351226945054]], [[0.0008093744722034706]], [[-0.023218847640568183]], [[-0.06019704562698049]], [[-0.0969874039281162]], [[-0.13107133739731527]], [[-0.1556314553847309]], [[-0.1792830934566283]], [[-0.20192539296106854]], [[-0.22335833441571906]], [[-0.24332300971516502]], [[-0.26179795384632076]], [[-0.2783933226495691]], [[-0.2930700453886933]], [[-0.3056599771608832]], [[-0.3157344461336409]], [[-0.32362348402390867]], [[-0.328639774528687]], [[-0.33052162674899516]], [[-0.32752260368683506]], [[-0.32497002683796733]], [[-0.3144009385947735]], [[-0.30080189232308713]], [[-0.28391126183610244]], [[-0.280043510510021]], [[-0.2759479595767463]], [[-0.2716496521152564]], [[-0.26717369341571606]], [[-0.2625452479752486]], [[-0.2577895365584439]], [[-0.25293183306322586]], [[-0.24799746094107653]], [[-0.24285692162872052]], [[-0.23739512805800791]], [[-0.2318083626720767]], [[-0.22604905856688268]], [[-0.22011330936710638]], [[-0.21401411322141362]], [[-0.20771100742845583]], [[-0.20120606013236167]], [[-0.19418042172237146]], [[-0.18649788729210012]], [[-0.17783378824019658]], [[-0.1679929273258932]], [[-0.15679693157384017]], [[-0.14397765655019581]], [[-0.12943778653381527]], [[-0.11297114556606233]], [[-0.09442435626012698]], [[-0.07368414267110446]], [[-0.05080076105112559]], [[-0.02873070616586157]], [[-0.02525516936000237]], [[-0.022008689716737424]], [[-0.019011889997020588]], [[-0.016341389398499093]], [[-0.013979507218410226]], [[-0.011913554145812702]], [[-0.010105607334711775]], [[-0.008517096869574393]], [[-0.007115225481026451]], [[-0.005868284398054396]], [[-0.004752120760315809]], [[-0.0037457467067996547]], [[-0.0028342403816914996]], [[-0.0020082005931734877]], [[-0.0012566266558930728]], [[-0.0005836198310652969]], [[0.0006279100896683546]], [[0.017941980170338333]], [[0.03741369825509115]], [[0.059520762968035656]], [[0.08505744430275279]], [[0.1145917515255815]], [[0.11876653760970425]], [[0.11988490549454507]], [[0.12901274595498452]], [[0.14613522834582965]], [[0.16605616433937986]], [[0.18692823416855817]], [[0.2039704713802936]], [[0.21655300319127826]], [[0.22389852342861766]], [[0.22763463351437857]], [[0.2286081335554337]], [[0.22793480750888653]], [[0.2265709618170946]], [[0.2253801305789473]], [[0.22539791815371937]], [[0.22783717758284822]], [[0.23404823482176237]], [[0.245381489731325]], [[0.26330018566431]], [[0.2893905489048166]], [[0.3254784710426981]], [[0.37248807701608216]], [[0.4307710966391422]], [[0.49641093416225207]], [[0.571899623022681]], [[0.6428362105239717]], [[0.7035564574020607]], [[0.7629301545630991]], [[0.8191798543950342]], [[0.8707462614418278]], [[0.9015124824129803]], [[0.9091080028937174]], [[0.9160623975763489]], [[0.9224985739449555]], [[0.9283911145682368]], [[0.9338050405776857]], [[0.938783123854274]], [[0.9433662025960038]], [[0.9475992717776583]], [[0.9515253748491312]], [[0.9551858527381425]], [[0.9586271066719169]], [[0.9617579625011167]], [[0.9647242891114395]], [[0.9674594147350372]], [[0.9698799952029832]], [[0.9721059385700908]], [[0.9741044149482869]], [[0.9757653509274207]], [[0.9796571599299401]], [[0.9788487690349432]], [[0.9688984929455422]], [[0.9531592107944493]], [[0.9287035819884093]], [[0.8965060413536297]], [[0.8561119906377251]], [[0.8063910414346718]], [[0.7484273780217013]], [[0.682453009767935]], [[0.6113957881066919]], [[0.5379358338258823]], [[0.46363830642027987]], [[0.3923203097845644]], [[0.32512954958739715]], [[0.26480729682801696]], [[0.21029499668824775]], [[0.16106415431357146]], [[0.11576647652745739]], [[0.0735351170059677]], [[0.033265867174682925]], [[-0.0002744792436787649]], [[-0.004388215979590793]], [[-0.013896429186871565]], [[-0.039925453054567114]], [[-0.06557285030112213]], [[-0.0904041616150787]], [[-0.11424663699855211]], [[-0.13673515908887376]], [[-0.15776989069234976]], [[-0.17715421393141206]], [[-0.19460062962893104]], [[-0.21017654722371756]], [[-0.2234197525908507]], [[-0.23436210024985027]], [[-0.24292659821255239]], [[-0.24837779371243043]], [[-0.2515087564558672]], [[-0.25105718318152537]], [[-0.24814646410361552]], [[-0.2416355863898199]], [[-0.23172579770663398]], [[-0.217945269628931]], [[-0.20023713656459383]], [[-0.17820152254102678]], [[-0.15267110742884554]], [[-0.12421191205613576]], [[-0.08970799965841046]], [[-0.05055988567394795]], [[0.0005549973815211261]]], [[[0.003446250323421631]], [[0.08794343594834059]], [[0.1709004187583902]], [[0.245116021648353]], [[0.3061867718729191]], [[0.360858112884096]], [[0.4079906686584319]], [[0.44581863600527966]], [[0.4752027972701184]], [[0.4963472140120287]], [[0.510321431601575]], [[0.5168230185542028]], [[0.5179397379207022]], [[0.5118752124040371]], [[0.5010732669607827]], [[0.48392473249707735]], [[0.46207124203694244]], [[0.43571365983152854]], [[0.4048711075945911]], [[0.37054325900702745]], [[0.33267647573963194]], [[0.29192874053851703]], [[0.24878002892178608]], [[0.20353184713276268]], [[0.15702017936948945]], [[0.10973538922654646]], [[0.06273588379507672]], [[0.0298276272272894]], [[0.005911652158337274]], [[-0.04053933317314878]], [[-0.10510203290397593]], [[-0.1693367708124746]], [[-0.23073331055401788]], [[-0.2830503486236246]], [[-0.33369403539128184]], [[-0.38245365329352055]], [[-0.4289179880628183]], [[-0.47257004131703745]], [[-0.5133415695910569]], [[-0.5504653479583461]], [[-0.5838427689423658]], [[-0.6131144271935631]], [[-0.6374703758960955]], [[-0.6574455739166021]], [[-0.6717120327672851]], [[-0.679964974796156]], [[-0.7163692590450227]], [[-0.7494686634823067]], [[-0.767355601491432]], [[-0.7793057244041747]], [[-0.7843344459909042]], [[-0.7844868471322151]], [[-0.7841718737880545]], [[-0.7834438369361896]], [[-0.7823572768570412]], [[-0.7809669520604774]], [[-0.7793278284512136]], [[-0.7774950677767878]], [[-0.775524014432963]], [[-0.7674675909511817]], [[-0.7568743029621721]], [[-0.7460420035723665]], [[-0.734874323554523]], [[-0.7233639002240696]], [[-0.7115338505677571]], [[-0.6993205507876439]], [[-0.6867286364682539]], [[-0.6732690215706834]], [[-0.6587451527113979]], [[-0.6426897740396037]], [[-0.6248575286843033]], [[-0.605056729299492]], [[-0.5830063550522275]], [[-0.5587136406061008]], [[-0.5320770304710231]], [[-0.5031114903304286]], [[-0.47191088225765065]], [[-0.4387995470548439]], [[-0.40653574541216825]], [[-0.39127687611145545]], [[-0.37677447104522316]], [[-0.36309390265477837]], [[-0.3505311773366446]], [[-0.3390234593162446]], [[-0.32853298784186946]], [[-0.3189278796914289]], [[-0.31006951814556505]], [[-0.30184814401948656]], [[-0.29415079104214925]], [[-0.28689591906708023]], [[-0.2634757085374666]], [[-0.20918460714290044]], [[-0.15469495715754178]], [[-0.10004374870628076]], [[-0.04521471413131098]], [[0.009077469159387303]], [[0.04792324608313193]], [[0.08431095000547834]], [[0.11769636885452961]], [[0.14717464065866384]], [[0.17209866809733]], [[0.20935007143214054]], [[0.25405979314464255]], [[0.2937849195179759]], [[0.3244909334002433]], [[0.35227413833053983]], [[0.3791503943457748]], [[0.41008159700889446]], [[0.4456893199967287]], [[0.48668165134347613]], [[0.5314184459365763]], [[0.5790422246220444]], [[0.6285568470634947]], [[0.6790574520896413]], [[0.7299095741382826]], [[0.7802175666303659]], [[0.8290056485803097]], [[0.8751676845680558]], [[0.9175642677454665]], [[0.9548903947444174]], [[0.9856046409753109]], [[1.0077228374283826]], [[1.0196542582269974]], [[1.0197990930233412]], [[1.010158056153678]], [[0.986020902439976]], [[1.0504755121405291]], [[1.1145749300651435]], [[1.1767682411951867]], [[1.2354945891827565]], [[1.289389175957012]], [[1.3240107110413815]], [[1.3372722363400829]], [[1.3494143773895027]], [[1.3606517265554539]], [[1.3709399058510598]], [[1.3803924400021663]], [[1.400261742499493]], [[1.45361113912027]], [[1.5073592796734336]], [[1.5614571274570408]], [[1.6162505023096052]], [[1.6706298802633033]], [[1.7223538208488607]], [[1.771216178564468]], [[1.8172249799476083]], [[1.8603762759994027]], [[1.8999160449567956]], [[1.8958295604486992]], [[1.8911537416674806]], [[1.8604487103171627]], [[1.8215372867903046]], [[1.7666644367764972]], [[1.701684175356696]], [[1.6214854635397193]], [[1.565269632015473]], [[1.4947429674051245]], [[1.4079318492725426]], [[1.3067292271868085]], [[1.1915401817643114]], [[1.067476643905939]], [[0.9392180150724045]], [[0.8094970115125932]], [[0.684978169250789]], [[0.5676653440858166]], [[0.46234470370680225]], [[0.36716804672492676]], [[0.28121263875994584]], [[0.2021244049178514]], [[0.12838986044349845]], [[0.0580810940131215]], [[-0.0023047456111090613]], [[-0.025795429145548877]], [[-0.05971346283194946]], [[-0.11056237700347643]], [[-0.16158833482178464]], [[-0.2115087433887984]], [[-0.25975614755900395]], [[-0.3054464295546959]], [[-0.3482913059118211]], [[-0.38782791538188083]], [[-0.4234117017224645]], [[-0.4551630816649498]], [[-0.48208291880827114]], [[-0.5042164444662339]], [[-0.5214668591649311]], [[-0.5319520489424049]], [[-0.5376846393103278]], [[-0.536351834349763]], [[-0.529254100121816]], [[-0.5147705552786614]], [[-0.49313760519457733]], [[-0.46334714204267763]], [[-0.4252243761293034]], [[-0.37798505154395745]], [[-0.3233628399557231]], [[-0.2625550647583376]], [[-0.18903482115985693]], [[-0.10495769553570546]], [[0.0034462503234216416]]], [[[0.008737706184140867]], [[0.12538700159794747]], [[0.23388006072491999]], [[0.33103694014966156]], [[0.4114105498816407]], [[0.48353434621875396]], [[0.5460297258560243]], [[0.5967023401703568]], [[0.6364665301756024]], [[0.6656947677720975]], [[0.6857492883816312]], [[0.6967117453320096]], [[0.699159215977703]], [[0.6935459771923957]], [[0.6821125650290454]], [[0.6617537721730091]], [[0.6354645285644285]], [[0.6032673021834164]], [[0.5651597676051392]], [[0.5224394691804877]], [[0.4749748985262553]], [[0.42359439898668544]], [[0.36886871304989893]], [[0.3111186334011202]], [[0.2513439342844951]], [[0.19002746083462535]], [[0.12829141690025053]], [[0.0702061957862052]], [[0.017113771896199937]], [[-0.04517271800410114]], [[-0.11711451872557517]], [[-0.18869087369951118]], [[-0.25892944782501864]], [[-0.32635024922536504]], [[-0.39182214941311977]], [[-0.4550768688550691]], [[-0.5155962543890695]], [[-0.5727414097240132]], [[-0.6264065414217119]], [[-0.6756530247071282]], [[-0.7203415943287631]], [[-0.7600081113537792]], [[-0.7936905882552243]], [[-0.8219452235875795]], [[-0.8431685170714386]], [[-0.8571679587577383]], [[-0.8986593300284967]], [[-0.9336699134576669]], [[-0.9537493179875978]], [[-0.9666628677674187]], [[-0.9698458872164005]], [[-0.9695306155969766]], [[-0.9686027890002009]], [[-0.9671370356278826]], [[-0.9652081884125915]], [[-0.9628912751310483]], [[-0.9602615087305502]], [[-0.957394277014854]], [[-0.9543651308635]], [[-0.9451576824342227]], [[-0.9332477814274859]], [[-0.921036836176943]], [[-0.9084033681404605]], [[-0.8953361969769619]], [[-0.8818534483060048]], [[-0.8679120606988397]], [[-0.8535128430554539]], [[-0.8383612099168444]], [[-0.8223384257144951]], [[-0.8051782211559346]], [[-0.7867559532580878]], [[-0.7669915599625055]], [[-0.7457820704284135]], [[-0.7232020156938128]], [[-0.6992971856677419]], [[-0.6741975254980878]], [[-0.6480811812577374]], [[-0.6212883857901741]], [[-0.5944231433256184]], [[-0.5709034862275144]], [[-0.5477043252637515]], [[-0.5248410223728379]], [[-0.5026328211361549]], [[-0.48103304876010766]], [[-0.4600444081733607]], [[-0.43958106021521615]], [[-0.41953357868545693]], [[-0.3949532772433452]], [[-0.34513066385064606]], [[-0.29533624909718176]], [[-0.24556684273962148]], [[-0.19581877613829743]], [[-0.14609808084025225]], [[-0.09639086757879381]], [[-0.04670456020337011]], [[0.003126011311770993]], [[0.054660269669850395]], [[0.10669775342550483]], [[0.15934987559864494]], [[0.2128018827320555]], [[0.2671862508775934]], [[0.3219894764880906]], [[0.3759549757829176]], [[0.430456886482316]], [[0.4862280697027821]], [[0.5423744495229522]], [[0.5986058842573726]], [[0.6542196363723964]], [[0.7091131491575765]], [[0.7631817766163864]], [[0.8166151504645693]], [[0.8695199036985963]], [[0.9219910323229462]], [[0.9741519537177451]], [[1.0260299304714091]], [[1.0777310168218852]], [[1.1293423884644829]], [[1.180967528197454]], [[1.232716693226324]], [[1.2847228394197556]], [[1.3371553111892052]], [[1.3902506404757784]], [[1.4442524550971907]], [[1.4994590788312359]], [[1.5558499589143844]], [[1.6141493982665338]], [[1.669724714714936]], [[1.720924378779159]], [[1.771920998352222]], [[1.822684880733719]], [[1.8731910975487982]], [[1.9230984744815671]], [[1.9723660883373793]], [[2.0214841732690876]], [[2.0447388511732862]], [[2.056202903137611]], [[2.066735801096448]], [[2.076420758573035]], [[2.08533722707292]], [[2.093572745191426]], [[2.1012110547943887]], [[2.106438646063825]], [[2.105557914698554]], [[2.1040732978061447]], [[2.1022685861302737]], [[2.100014068454669]], [[2.0971475970836972]], [[2.0939024554614964]], [[2.0902147724046647]], [[2.0858703979608237]], [[2.05594198778811]], [[2.0168692476374326]], [[1.9600107926956758]], [[1.891889714285391]], [[1.806810814558342]], [[1.7441698753508657]], [[1.6655824669540433]], [[1.5688493968200423]], [[1.456079966468818]], [[1.327725554623718]], [[1.1894823529822225]], [[1.046564588470806]], [[0.9020173092151711]], [[0.7632667648077152]], [[0.6325458388662956]], [[0.5151877272384562]], [[0.40913299101346506]], [[0.31335343321103554]], [[0.22522592332989944]], [[0.14306399504966447]], [[0.06471938919217889]], [[-0.00728384344432345]], [[-0.06191612487807218]], [[-0.12321435719963401]], [[-0.18916180764419727]], [[-0.2546933409762522]], [[-0.3184631230332414]], [[-0.379901082907166]], [[-0.43793657518376683]], [[-0.49224214144245976]], [[-0.5422391884751484]], [[-0.587085119895593]], [[-0.6269567820905951]], [[-0.6605239904402816]], [[-0.6878321265206963]], [[-0.708915512656222]], [[-0.7205906606508199]], [[-0.7262576042237028]], [[-0.7236560472651968]], [[-0.7121427972571852]], [[-0.6913221924376737]], [[-0.6610936424805295]], [[-0.6201000622129575]], [[-0.5679853033776412]], [[-0.5038511896451923]], [[-0.429931591743071]], [[-0.34780727272054734]], [[-0.24895788242232178]], [[-0.13369580816681076]], [[0.008737706184140902]]], [[[0.012830989633557013]], [[0.14288998331474473]], [[0.2588953697870573]], [[0.3626497086084692]], [[0.44882496750302914]], [[0.526301423289706]], [[0.5937237164549868]], [[0.6488645468499761]], [[0.6925016335061674]], [[0.7251286130794816]], [[0.7481601466332579]], [[0.7621168106651581]], [[0.7656319122838285]], [[0.7617572848721657]], [[0.7519900260734421]], [[0.732108629218903]], [[0.7060623182523112]], [[0.673646922881346]], [[0.6348190946437857]], [[0.5909354178177045]], [[0.5417741720350137]], [[0.48815582423786263]], [[0.4305900165978291]], [[0.36927803598783654]], [[0.3050927179134455]], [[0.23821181232725636]], [[0.16924659366580108]], [[0.09871843978168501]], [[0.02687063255620007]], [[-0.04536209174387945]], [[-0.11765743895831646]], [[-0.1895858650999965]], [[-0.260575886482017]], [[-0.33035717990127467]], [[-0.3981614060158701]], [[-0.4637114690628324]], [[-0.5264732874348061]], [[-0.5857908289226813]], [[-0.6415511601853775]], [[-0.6927923762663258]], [[-0.7393679692560504]], [[-0.7807970842423896]], [[-0.816099597349648]], [[-0.8458251861696647]], [[-0.8683408103663209]], [[-0.8834814212071219]], [[-0.9275852754727723]], [[-0.9659127935570994]], [[-0.9934651236070996]], [[-1.0137828678332306]], [[-1.0228300625226707]], [[-1.0237783275944397]], [[-1.0240583985143117]], [[-1.0237548230488216]], [[-1.0229538223620382]], [[-1.0217369480309655]], [[-1.0201864959412945]], [[-1.0183849854093787]], [[-1.0164150207189517]], [[-1.0082484367429578]], [[-0.9973398421302958]], [[-0.9861038615529854]], [[-0.9744138079419274]], [[-0.962254871766293]], [[-0.9496340467859171]], [[-0.9365391316553042]], [[-0.9229636430725355]], [[-0.908886031631403]], [[-0.8942806964963754]], [[-0.879123583630563]], [[-0.8633893307653963]], [[-0.8470482229452517]], [[-0.8300781712321526]], [[-0.8124450376861977]], [[-0.7941229075745037]], [[-0.7750783485382913]], [[-0.7552607095181443]], [[-0.7347119226896445]], [[-0.7133189415673413]], [[-0.6910505197131236]], [[-0.6679662903911041]], [[-0.6439683202765455]], [[-0.6191764145555412]], [[-0.5936126630714393]], [[-0.552991178013111]], [[-0.5033811254045724]], [[-0.45354665001051275]], [[-0.4035279424015864]], [[-0.3533394803005343]], [[-0.3030091995906445]], [[-0.2525680100713847]], [[-0.20203013976781076]], [[-0.15145261617597164]], [[-0.10075737494344734]], [[-0.04999320748725446]], [[0.001446833840764133]], [[0.05376543005581459]], [[0.10770919300794836]], [[0.16363672584242334]], [[0.22214410817243546]], [[0.28365716765965177]], [[0.34861824145923886]], [[0.4166575405714971]], [[0.48703273422548143]], [[0.5589605341264012]], [[0.6312715727040589]], [[0.7035226694279335]], [[0.7745320862213401]], [[0.8440157874533583]], [[0.9116985130939147]], [[0.9776770047504908]], [[1.0420565164538622]], [[1.1048372235310329]], [[1.1662627036120703]], [[1.226193446154702]], [[1.2848152308159955]], [[1.342173395037985]], [[1.3983355462182157]], [[1.4533741745788564]], [[1.5073566238878817]], [[1.5603485325073718]], [[1.612412122046774]], [[1.6636007794336627]], [[1.7139371872350002]], [[1.7634517749000371]], [[1.8121374970381336]], [[1.8602881068737647]], [[1.9080247043364915]], [[1.9551402890492384]], [[1.9788123052598863]], [[1.9962290968404288]], [[2.012286893020663]], [[2.027085635131155]], [[2.040635622804686]], [[2.0531780039500735]], [[2.0646661651323823]], [[2.075225480645803]], [[2.0849385086484897]], [[2.0938829049099645]], [[2.102145611752994]], [[2.1098103205947556]], [[2.115063656379783]], [[2.1142078444024093]], [[2.1127470171102964]], [[2.1109655703199928]], [[2.108733000049022]], [[2.1058863786372997]], [[2.1026603564387623]], [[2.0989906592757293]], [[2.094661892506504]], [[2.0647777046232085]], [[2.02570615528731]], [[1.9687634951489683]], [[1.9005043927216065]], [[1.8152060304668372]], [[1.7522770975462498]], [[1.673328415690693]], [[1.5761509562742742]], [[1.4628633783058471]], [[1.3339188915064923]], [[1.1950394068354178]], [[1.051462591683615]], [[0.9062472127394737]], [[0.7668531106201493]], [[0.6355235082603455]], [[0.5176168186345801]], [[0.41106426009152364]], [[0.31483284558916946]], [[0.22628548711998267]], [[0.1437280787554357]], [[0.06500299039440992]], [[-0.011887125498510294]], [[-0.08810796628396741]], [[-0.1629196670697035]], [[-0.23605690199949086]], [[-0.30695205064866093]], [[-0.3749689485064725]], [[-0.43992671857963006]], [[-0.5009107136435754]], [[-0.5577059513174857]], [[-0.6097855811431]], [[-0.6562911530472136]], [[-0.6974571897698799]], [[-0.7318619859696597]], [[-0.7595559477265958]], [[-0.7807303652239164]], [[-0.7913435360973661]], [[-0.7957204872578885]], [[-0.7921581527157728]], [[-0.7778199505950795]], [[-0.7538790674830885]], [[-0.7198501883704416]], [[-0.6742511564380835]], [[-0.616583317472984]], [[-0.5460083522521613]], [[-0.464875250379793]], [[-0.3748798142549064]], [[-0.26694998677606246]], [[-0.1387957474247919]], [[0.012830989633557046]]], [[[0.015555824450159014]], [[0.14661836132522554]], [[0.26346853682549126]], [[0.3680383346086592]], [[0.45501804460142]], [[0.5332698635375707]], [[0.6014578001713843]], [[0.657370087826347]], [[0.7017314241393218]], [[0.7350704586011836]], [[0.7588040375127494]], [[0.7736018667824848]], [[0.7774417182361727]], [[0.7742429173220519]], [[0.7652352213109341]], [[0.7458526846547207]], [[0.720341744789436]], [[0.6884235785064607]], [[0.6500482197313026]], [[0.6065830132270835]], [[0.5577879557326622]], [[0.5044842132301797]], [[0.44717306856738565]], [[0.3860434750354204]], [[0.3219602494816975]], [[0.25508043893520654]], [[0.18599147892253762]], [[0.11516850471912779]], [[0.04275448014501926]], [[-0.02995829324835457]], [[-0.10258403156732164]], [[-0.17495100977150524]], [[-0.24648529359477656]], [[-0.3169070937835131]], [[-0.3854194860247664]], [[-0.4517311828784191]], [[-0.5152936676122013]], [[-0.5754446218481793]], [[-0.6320650189212392]], [[-0.684183791064488]], [[-0.7316448789922297]], [[-0.7738969591736252]], [[-0.809926626151308]], [[-0.8401676689167159]], [[-0.8643816491041624]], [[-0.8814305978513437]], [[-0.9279825446021169]], [[-0.967577047484442]], [[-0.9978166346595148]], [[-1.020993107836782]], [[-1.0325856607411272]], [[-1.0341044338626886]], [[-1.034154328775439]], [[-1.0332557383781313]], [[-1.0323271202093172]], [[-1.0311792147997685]], [[-1.0298001952039177]], [[-1.0282319759340486]], [[-1.0265372962890433]], [[-1.0186560594507728]], [[-1.0080342591695284]], [[-0.997108663794049]], [[-0.9857427218256265]], [[-0.9739178725174455]], [[-0.9616349126780191]], [[-0.9488910549244023]], [[-0.9356773376503418]], [[-0.9220617447647906]], [[-0.9080539614067945]], [[-0.8937210947708897]], [[-0.8790964696855154]], [[-0.8642046975596008]], [[-0.849113577542108]], [[-0.8338316171169958]], [[-0.8184286868804347]], [[-0.8029299957940266]], [[-0.7873972987663024]], [[-0.7719175530056154]], [[-0.7565849235014196]], [[-0.7415538441184691]], [[-0.726947936120913]], [[-0.7129240979947349]], [[-0.6991549961596133]], [[-0.6854828055198392]], [[-0.6712655314674894]], [[-0.6400005102181436]], [[-0.597845200132423]], [[-0.554937185516581]], [[-0.5111793031531465]], [[-0.4668376939021628]], [[-0.4218986931066738]], [[-0.37645501774147877]], [[-0.33002143936690226]], [[-0.27451347840627804]], [[-0.2150999860921244]], [[-0.15230880869364946]], [[-0.08603780859217726]], [[-0.01642614909932617]], [[0.05651557719666621]], [[0.13266381578749617]], [[0.21165074775972406]], [[0.2935025278376375]], [[0.3766973248969115]], [[0.46130096466529397]], [[0.5474419025101661]], [[0.6338982554928474]], [[0.7202292575512915]], [[0 | 4D array with the lift coefficients of the airfoils. Dimension 0 is along the blade span for n_span stations, dimension 1 is along the angles of attack, dimension 2 is along the Reynolds number, dimension 3 is along the number of tabs, which may describe multiple sets at the same station, for example in presence of a flap.
xf.cd_interp | intermediate |  | [[[[0.5000000000000001]], [[0.5000000000000001]], [[0.5000000000000002]], [[0.5]], [[0.5]], [[0.5000000000000001]], [[0.5000000000000001]], [[0.5000000000000001]], [[0.5000000000000001]], [[0.5000000000000001]], [[0.5000000000000001]], [[0.5]], [[0.5000000000000001]], [[0.5000000000000001]], [[0.5000000000000001]], [[0.5]], [[0.5000000000000001]], [[0.5000000000000001]], [[0.5]], [[0.5000000000000001]], [[0.49999999999999994]], [[0.5000000000000001]], [[0.5]], [[0.49999999999999994]], [[0.4999999999999999]], [[0.4999999999999999]], [[0.5000000000000001]], [[0.5000000000000002]], [[0.4999999999999999]], [[0.49999999999999994]], [[0.5000000000000002]], [[0.5000000000000001]], [[0.5000000000000001]], [[0.5000000000000002]], [[0.5]], [[0.5000000000000001]], [[0.5000000000000001]], [[0.5000000000000002]], [[0.5]], [[0.5]], [[0.5000000000000001]], [[0.5]], [[0.5000000000000002]], [[0.5000000000000001]], [[0.5000000000000001]], [[0.5]], [[0.5000000000000001]], [[0.5000000000000001]], [[0.5000000000000001]], [[0.5000000000000001]], [[0.5000000000000001]], [[0.5000000000000001]], [[0.5000000000000001]], [[0.5000000000000001]], [[0.5]], [[0.5]], [[0.5]], [[0.5]], [[0.5]], [[0.5]], [[0.5]], [[0.5]], [[0.5000000000000001]], [[0.5000000000000002]], [[0.5000000000000001]], [[0.5000000000000002]], [[0.5000000000000002]], [[0.5000000000000001]], [[0.5]], [[0.5]], [[0.5000000000000001]], [[0.5]], [[0.5000000000000001]], [[0.5]], [[0.5000000000000001]], [[0.5000000000000001]], [[0.5]], [[0.49999999999999994]], [[0.5]], [[0.5]], [[0.5]], [[0.5000000000000002]], [[0.5000000000000001]], [[0.5000000000000001]], [[0.5000000000000002]], [[0.5000000000000003]], [[0.5000000000000001]], [[0.5]], [[0.5000000000000001]], [[0.5000000000000001]], [[0.5000000000000002]], [[0.5]], [[0.5000000000000001]], [[0.5000000000000001]], [[0.5000000000000001]], [[0.5000000000000001]], [[0.5000000000000001]], [[0.5000000000000002]], [[0.5000000000000001]], [[0.5000000000000002]], [[0.5000000000000001]], [[0.5000000000000001]], [[0.5000000000000001]], [[0.5000000000000001]], [[0.5000000000000003]], [[0.5]], [[0.5000000000000001]], [[0.5000000000000002]], [[0.5000000000000001]], [[0.5]], [[0.5000000000000001]], [[0.5000000000000002]], [[0.5000000000000001]], [[0.5000000000000001]], [[0.5000000000000002]], [[0.5000000000000002]], [[0.5]], [[0.5000000000000001]], [[0.5000000000000001]], [[0.5000000000000001]], [[0.5000000000000001]], [[0.5]], [[0.5000000000000001]], [[0.5000000000000001]], [[0.5000000000000001]], [[0.5000000000000001]], [[0.5000000000000001]], [[0.49999999999999994]], [[0.5000000000000001]], [[0.5000000000000001]], [[0.5]], [[0.5]], [[0.5000000000000001]], [[0.5]], [[0.5]], [[0.5000000000000001]], [[0.5000000000000001]], [[0.5]], [[0.5]], [[0.5]], [[0.5]], [[0.5]], [[0.5000000000000001]], [[0.5]], [[0.5000000000000001]], [[0.5000000000000001]], [[0.5]], [[0.5000000000000001]], [[0.5]], [[0.5000000000000001]], [[0.5000000000000001]], [[0.5]], [[0.5000000000000001]], [[0.5000000000000001]], [[0.4999999999999998]], [[0.4999999999999998]], [[0.4999999999999998]], [[0.4999999999999998]], [[0.5]], [[0.5]], [[0.5]], [[0.5]], [[0.4999999999999998]], [[0.5]], [[0.4999999999999998]], [[0.5000000000000002]], [[0.4999999999999999]], [[0.5000000000000002]], [[0.5]], [[0.4999999999999998]], [[0.4999999999999999]], [[0.4999999999999998]], [[0.5]], [[0.5]], [[0.49999999999999994]], [[0.4999999999999999]], [[0.4999999999999999]], [[0.4999999999999999]], [[0.5]], [[0.5]], [[0.4999999999999998]], [[0.49999999999999994]], [[0.5000000000000001]], [[0.5000000000000001]], [[0.5000000000000001]], [[0.5]], [[0.5000000000000001]], [[0.5000000000000001]], [[0.5000000000000001]], [[0.5000000000000001]], [[0.5000000000000001]], [[0.5000000000000001]], [[0.5000000000000001]], [[0.5000000000000002]], [[0.5000000000000001]], [[0.5000000000000001]], [[0.5]], [[0.5000000000000001]], [[0.5000000000000001]], [[0.5000000000000001]]], [[[0.4900672044674554]], [[0.4889830846996895]], [[0.48725249871912907]], [[0.48825170671494833]], [[0.4895900444898101]], [[0.49165999732538235]], [[0.49404705798424686]], [[0.4961980818316635]], [[0.4981680215194504]], [[0.49998442759544703]], [[0.5017887158549977]], [[0.503854736556168]], [[0.5058954322731962]], [[0.5079877636803942]], [[0.5100601072225116]], [[0.512084737857031]], [[0.5140091442158888]], [[0.5157820691363929]], [[0.5173900312707848]], [[0.5188160592856993]], [[0.5200719637110011]], [[0.5211588110739807]], [[0.5220704106782712]], [[0.5228271726006376]], [[0.5234085378555141]], [[0.5238315622111003]], [[0.5241078785372373]], [[0.5241725324057418]], [[0.5241055078958552]], [[0.5239998354824794]], [[0.5235856036243317]], [[0.5230619649795792]], [[0.5224282947456386]], [[0.5216307185922608]], [[0.5207044231547009]], [[0.5196409830015275]], [[0.5184510159218453]], [[0.5171404054092071]], [[0.5157065801568091]], [[0.5141634299212146]], [[0.5125080893398269]], [[0.5107484211916783]], [[0.5088901068297277]], [[0.5069334623654466]], [[0.5048872633189255]], [[0.5027579967995123]], [[0.5005532853849411]], [[0.5000350272901021]], [[0.5000047758253728]], [[0.4978147107480412]], [[0.49435082985284906]], [[0.49367292517722183]], [[0.49300027281214204]], [[0.4923331703018293]], [[0.49167191519050346]], [[0.49101680502238443]], [[0.4903681373416917]], [[0.4897895684246514]], [[0.4894888769133872]], [[0.4892042054475821]], [[0.4889402916775246]], [[0.4886876186193332]], [[0.488449509037859]], [[0.4882259202464526]], [[0.48801757182768357]], [[0.48782574041903803]], [[0.4876503115568311]], [[0.48750075326613185]], [[0.48737937607318216]], [[0.4872961202832411]], [[0.48725700807766226]], [[0.48726514370142915]], [[0.48733338651191516]], [[0.48746173357162687]], [[0.4876624610245522]], [[0.48795499544798376]], [[0.48832717375037743]], [[0.488786759100626]], [[0.48934460192668117]], [[0.4900075367518423]], [[0.4907805414222425]], [[0.49164186050625674]], [[0.4925351134580901]], [[0.49340640321382256]], [[0.4941936791103489]], [[0.4948370637974435]], [[0.4952815466270282]], [[0.4954634296533591]], [[0.4953260460180716]], [[0.4947910350385484]], [[0.4938538747181209]], [[0.49248501228774066]], [[0.49096364406431114]], [[0.48941640321518487]], [[0.4880349999488823]], [[0.48680820985402756]], [[0.48576426010191387]], [[0.48498146229513106]], [[0.484435477077447]], [[0.4841344116742697]], [[0.48400045906388334]], [[0.4839619662233331]], [[0.48399678800895285]], [[0.48405260958981405]], [[0.4841428944672795]], [[0.4842074881902596]], [[0.4842735187589385]], [[0.48428185299208537]], [[0.48426310170098114]], [[0.4842420769624182]], [[0.4842925848466182]], [[0.48449495926567293]], [[0.4849165532702108]], [[0.48559320752776236]], [[0.4866411609248654]], [[0.4880826925262829]], [[0.48988365602039113]], [[0.4919409831848302]], [[0.49414555968413826]], [[0.49639196185881423]], [[0.49857680054125425]], [[0.4998325559161242]], [[0.49985111433546625]], [[0.49986785625926966]], [[0.49988324582665367]], [[0.499897563085934]], [[0.49991097662620193]], [[0.49992363116854327]], [[0.4999357218541034]], [[0.49994731922769864]], [[0.4999583148394831]], [[0.4999684253304812]], [[0.499977386168879]], [[0.49998501833326336]], [[0.4999912214941814]], [[0.49999594169281314]], [[0.49999914078090185]], [[0.5007817089909875]], [[0.5021132984590615]], [[0.5034530064741956]], [[0.5048039944666753]], [[0.5061675867226033]], [[0.5075451603875981]], [[0.508936885143002]], [[0.5103394644440971]], [[0.5117501223541782]], [[0.5131666768281752]], [[0.5145916755819513]], [[0.516022328357073]], [[0.517453650624131]], [[0.5245291780336594]], [[0.5314192231596893]], [[0.5380195326761192]], [[0.544175532218601]], [[0.5498485636506039]], [[0.5549602206982216]], [[0.5593671459794289]], [[0.5631155904781431]], [[0.5659785562574569]], [[0.5679770403776394]], [[0.5690391950663731]], [[0.5692494996201334]], [[0.5684138626147655]], [[0.566794988595992]], [[0.5639569173768453]], [[0.5601981757781431]], [[0.5501454339962852]], [[0.5401703642065419]], [[0.5321116610558813]], [[0.5269530105203752]], [[0.5260809713965815]], [[0.5258548732403159]], [[0.5262344648976124]], [[0.5264638564054649]], [[0.5262776938231774]], [[0.525919226344166]], [[0.5253407739608639]], [[0.5245240170901706]], [[0.5235088368694404]], [[0.5222778190414006]], [[0.5208680077943495]], [[0.519302062408638]], [[0.5175858531146885]], [[0.5157644328864657]], [[0.5138432798154284]], [[0.511850741862362]], [[0.509788151178885]], [[0.507657730606556]], [[0.5054629625903229]], [[0.5027793984343183]], [[0.4999947036978877]], [[0.4985251669367362]], [[0.496100379932323]], [[0.4939318444076283]], [[0.4918136707813936]], [[0.4900632957206597]], [[0.4889221519184182]], [[0.48808699019337953]], [[0.48929526504669424]], [[0.4900672044674554]]], [[[0.38447989749241973]], [[0.37390423603679246]], [[0.3564133619341195]], [[0.3676510071537669]], [[0.38265761017250927]], [[0.4055677513698473]], [[0.43176750256984353]], [[0.4554565985624827]], [[0.4774605432264126]], [[0.49778833778073]], [[0.5179782916590565]], [[0.5420678444236574]], [[0.5658862254593247]], [[0.5896382916477493]], [[0.612915796076379]], [[0.6356565273756221]], [[0.6572751611864359]], [[0.6772050473327406]], [[0.6953005741314922]], [[0.7113757111455705]], [[0.725563884042286]], [[0.7378778874003137]], [[0.748249105009175]], [[0.7569036718199396]], [[0.7636118005090998]], [[0.7685609685116148]], [[0.7718744104661265]], [[0.7728489493268182]], [[0.7723657200611694]], [[0.7712792076225953]], [[0.7669486386194647]], [[0.7613193048101328]], [[0.7544057182692684]], [[0.745656820462204]], [[0.7354682343528889]], [[0.7237344117196572]], [[0.7105849540713428]], [[0.6960890877195802]], [[0.6802219486082883]], [[0.6631506224089246]], [[0.6448508331569309]], [[0.6254268201235286]], [[0.6049632635046568]], [[0.5834949342460188]], [[0.5611740457674399]], [[0.538152840132167]], [[0.5146775614288631]], [[0.5051258709234818]], [[0.5008197588758456]], [[0.4780357693921315]], [[0.4432204795114034]], [[0.4364068942561421]], [[0.42964609970581064]], [[0.4229410864621581]], [[0.4162948451269337]], [[0.40971036630188645]], [[0.4031906405887654]], [[0.39723949092717603]], [[0.3934999856166751]], [[0.38991309965758025]], [[0.38652395666350486]], [[0.3832422100096271]], [[0.3800996028528403]], [[0.3770959883643076]], [[0.3742386292481196]], [[0.3715388204167853]], [[0.3689961108769071]], [[0.3666918007147665]], [[0.36464555592487247]], [[0.3629426691823116]], [[0.36163464139445933]], [[0.36074813463449906]], [[0.36039326260458554]], [[0.36057006286945875]], [[0.36156194732391056]], [[0.3647350607838243]], [[0.36864103331004827]], [[0.3733400188720599]], [[0.3789215552052849]], [[0.3854291414517128]], [[0.3928859274622953]], [[0.40105659414213196]], [[0.40939270029556885]], [[0.41740015864274155]], [[0.424529796014948]], [[0.4302664786503991]], [[0.43414103463428605]], [[0.4356010026719219]], [[0.43414099469443146]], [[0.42902726506224814]], [[0.420162908769114]], [[0.407148326783975]], [[0.3924729249268228]], [[0.3772560985433848]], [[0.3633624630085046]], [[0.3507369823873923]], [[0.33973354646812115]], [[0.3312966867406163]], [[0.3253083209506705]], [[0.32196711902860226]], [[0.32047190612270476]], [[0.3200404715498289]], [[0.32042731646957956]], [[0.32104740322120245]], [[0.3220488767433044]], [[0.3227643109331331]], [[0.32349484778873044]], [[0.3235882747912688]], [[0.3233832234414665]], [[0.32315323493293013]], [[0.3237148994521421]], [[0.3259507245971126]], [[0.3305682070434909]], [[0.3378744103924877]], [[0.3489546945632952]], [[0.36378892133610646]], [[0.38178021025985803]], [[0.4017634359680979]], [[0.42267647658312646]], [[0.4436068971129331]], [[0.4637266993446513]], [[0.4762002252273503]], [[0.4786339409024085]], [[0.4808625483331102]], [[0.4829399306519569]], [[0.484897649897543]], [[0.48675376868899584]], [[0.4885235250004444]], [[0.49022818488873326]], [[0.49187386309007086]], [[0.4934452494451499]], [[0.49490755519409074]], [[0.4962290441008321]], [[0.49738836029236155]], [[0.49837375163204845]], [[0.4991790748993664]], [[0.4998000721897667]], [[0.507856917124771]], [[0.5212406548270313]], [[0.5347059916309512]], [[0.5482847029107907]], [[0.5619900989984976]], [[0.5758360215143147]], [[0.5898241759167437]], [[0.6039214288032714]], [[0.6180998793759169]], [[0.6323375960111819]], [[0.6466601856710192]], [[0.6610396036104949]], [[0.6754257505792105]], [[0.7465415150281817]], [[0.8157930065234529]], [[0.8821323802114991]], [[0.9440060170546765]], [[1.0010253660980615]], [[1.0524023698890097]], [[1.0966961507060389]], [[1.1343715748251801]], [[1.1631470975816836]], [[1.1832337593554059]], [[1.1939094218580513]], [[1.1960231821817884]], [[1.1876242373400867]], [[1.1713530172983648]], [[1.1428277084940455]], [[1.105053952701153]], [[1.0165005208865068]], [[0.9282010409323026]], [[0.8565357482231412]], [[0.8032383592345472]], [[0.7938805073778995]], [[0.7914209127728696]], [[0.7953592900283825]], [[0.7976387901777923]], [[0.7953624382277724]], [[0.7911757243665587]], [[0.7845594057235408]], [[0.7753057232760256]], [[0.7638537717909518]], [[0.7500033015739791]], [[0.734161848632582]], [[0.7165052750085485]], [[0.6967482790280917]], [[0.675790309698417]], [[0.6536812198697451]], [[0.6306942251774811]], [[0.6068983808193551]], [[0.5823387209187416]], [[0.5571265888847621]], [[0.5279355916420629]], [[0.4991865290079401]], [[0.48147306951531493]], [[0.45492553165490607]], [[0.4308670572705817]], [[0.4072898727453705]], [[0.3876738345017147]], [[0.37470010225172407]], [[0.36514939512552447]], [[0.3770254338382974]], [[0.38447989749241973]]], [[[0.2385897382415119]], [[0.2232530453477129]], [[0.19684977957749938]], [[0.22045877608608586]], [[0.2516937471446345]], [[0.2977100058203191]], [[0.34981023136180356]], [[0.3978940616277051]], [[0.44428943576430757]], [[0.48791869631247775]], [[0.5313894973055042]], [[0.5838267431291182]], [[0.6357386087876692]], [[0.6860660015117716]], [[0.7348122739970048]], [[0.7823513623943835]], [[0.8275757632468566]], [[0.8694177512590703]], [[0.907615687247702]], [[0.9417949132900807]], [[0.9722069315723232]], [[0.9988600065125189]], [[1.0215981836635506]], [[1.040854897974793]], [[1.0561481639836485]], [[1.0678332548366865]], [[1.0761162357755965]], [[1.0796832694201504]], [[1.0802593379544843]], [[1.0785577567847404]], [[1.0712732781214733]], [[1.0608193300868736]], [[1.0473727805109911]], [[1.0300667643389043]], [[1.0097286215907668]], [[0.9860768534229577]], [[0.9594291537941132]], [[0.9299372652007131]], [[0.8975555011880226]], [[0.8626700964828349]], [[0.8252415924352479]], [[0.7855265918469515]], [[0.743745117001379]], [[0.700028090704267]], [[0.654802049361575]], [[0.6085174209354998]], [[0.5619798862049683]], [[0.529580868136665]], [[0.5059574717476956]], [[0.4616511862996803]], [[0.4008648519456619]], [[0.3889685594576539]], [[0.3771644377788405]], [[0.3654577084000801]], [[0.3538535928122307]], [[0.34235731250615087]], [[0.3309740889726985]], [[0.320159045313099]], [[0.31139069765515176]], [[0.3028626021536424]], [[0.29464575610492255]], [[0.2865989890254589]], [[0.27877256034791525]], [[0.2711670947729077]], [[0.2637953670742867]], [[0.25667230086826637]], [[0.24979929247600022]], [[0.24327501067361282]], [[0.23712268682640328]], [[0.2314456058127876]], [[0.2263055021993873]], [[0.2217347579087157]], [[0.21786588876867782]], [[0.21469916981692547]], [[0.21305192691283695]], [[0.2177725129159404]], [[0.2235286340193909]], [[0.23037377246113847]], [[0.2384087866329644]], [[0.24764560056264498]], [[0.2580584675729402]], [[0.26923833862709856]], [[0.2803608524815339]], [[0.2907522047964545]], [[0.2997148690916972]], [[0.3066339655106233]], [[0.31095687030860364]], [[0.31201404441818315]], [[0.3091512648687614]], [[0.301330416398775]], [[0.288284611265505]], [[0.26914125343879436]], [[0.24712340781498338]], [[0.22365231040474218]], [[0.20153397075936572]], [[0.18082347872991447]], [[0.1622113545293712]], [[0.14751374491777924]], [[0.13682991416104254]], [[0.13072398351527342]], [[0.1279211491253401]], [[0.12705057290782623]], [[0.1276855445543628]], [[0.12876159514535085]], [[0.13053702962459063]], [[0.1318191401744461]], [[0.13313620675877041]], [[0.13332837262288347]], [[0.13300239942485972]], [[0.1326421301513658]], [[0.13370659351968397]], [[0.13776354298554536]], [[0.14599824453055688]], [[0.15877253411309247]], [[0.17761001728174572]], [[0.2019196859222221]], [[0.2302060746142197]], [[0.26038154282109616]], [[0.2908999856414637]], [[0.32070787500879266]], [[0.349031568748765]], [[0.36979793870010425]], [[0.38097941157754334]], [[0.39159345949236957]], [[0.4018085528627454]], [[0.4117112255409278]], [[0.42133864203467647]], [[0.430718447746888]], [[0.4398993702834575]], [[0.4488739811075597]], [[0.4575596137745918]], [[0.4658232813908564]], [[0.4735526309639149]], [[0.48067356317151844]], [[0.48714799535833325]], [[0.4929582682423203]], [[0.4980932546073075]], [[0.5137179151164418]], [[0.5370854745325251]], [[0.5605955032571641]], [[0.5843034800334798]], [[0.6082326442568912]], [[0.6324071629344499]], [[0.6568300137397898]], [[0.6814433468577763]], [[0.7061984484261776]], [[0.7310570265622185]], [[0.7560637901669703]], [[0.7811697740516249]], [[0.8062875065967867]], [[0.930453258208974]], [[1.051364051454335]], [[1.167190384184942]], [[1.2752196894049577]], [[1.374773570112936]], [[1.4644761042938446]], [[1.5418115675277138]], [[1.6075916008200202]], [[1.657832703320698]], [[1.6929033444906125]], [[1.711542694975977]], [[1.7152332499655554]], [[1.7005689725426856]], [[1.672159965316484]], [[1.6223557280267404]], [[1.5564201326155829]], [[1.4407902163595216]], [[1.323959270921068]], [[1.2279692848687078]], [[1.1376697957196895]], [[1.1211750725695844]], [[1.1165508311744]], [[1.1225956277487485]], [[1.1251518792457922]], [[1.1188615827563195]], [[1.1086292524777643]], [[1.093537847741118]], [[1.0731957580840599]], [[1.0484857256514142]], [[1.0190077062045328]], [[0.9855368986452968]], [[0.9482591514061977]], [[0.9059358687360283]], [[0.8610677126969696]], [[0.8137254680836525]], [[0.7643496074137076]], [[0.7132344857331284]], [[0.6605295762813758]], [[0.6066676168923908]], [[0.5487746108031616]], [[0.4949156706548992]], [[0.45289400474708374]], [[0.3991478213810514]], [[0.3497596360458518]], [[0.3013031129046104]], [[0.26039736861304197]], [[0.23230863758558046]], [[0.21133268507724062]], [[0.2280877733513714]], [[0.2385897382415119]]], [[[0.11964998435457999]], [[0.11178387685045256]], [[0.0992962122506307]], [[0.13021452709216572]], [[0.17040936567058235]], [[0.22588070464097645]], [[0.28852118488089845]], [[0.34936949936444084]], [[0.41197548710991816]], [[0.4733320283555445]], [[0.5349771147940641]], [[0.603442558076813]], [[0.671272365065362]], [[0.7369616951423208]], [[0.8004582877962552]], [[0.8620822920963808]], [[0.9207911193955687]], [[0.9755591315206661]], [[1.0261580499006373]], [[1.0721174856572688]], [[1.1136557363089399]], [[1.1507084944281485]], [[1.1830198269298429]], [[1.211031539237315]], [[1.2341036340319758]], [[1.2525944002147986]], [[1.2666406866318114]], [[1.2749021589473688]], [[1.2793224101554441]], [[1.2784070604548325]], [[1.2728845466013483]], [[1.262141455833086]], [[1.2467738737505547]], [[1.2262727466778789]], [[1.2017083394137422]], [[1.1725794781707926]], [[1.139386786098503]], [[1.1023273683375248]], [[1.0613325689385391]], [[1.0169495587219546]], [[0.9691045636480364]], [[0.9181436954156937]], [[0.8643413340292475]], [[0.8078284195645498]], [[0.7491218415968028]], [[0.6886480933585429]], [[0.627219882512919]], [[0.5696064966941319]], [[0.5171851717170931]], [[0.45726816374414975]], [[0.38953434265367815]], [[0.37627838051044704]], [[0.3631251237066002]], [[0.35008039051579043]], [[0.33714999921167027]], [[0.3243397680678926]], [[0.31165551535811004]], [[0.29919386754172056]], [[0.28725801282830477]], [[0.27556451922010305]], [[0.26418496869390407]], [[0.2529780803012861]], [[0.24199486525933514]], [[0.23123687162901366]], [[0.22071842547795995]], [[0.21045151759436437]], [[0.2004398155104385]], [[0.19075141605766502]], [[0.1814014677383707]], [[0.1724609340228198]], [[0.16397135185448983]], [[0.15595510298340712]], [[0.14850208285806052]], [[0.14161280048469677]], [[0.13599364407116415]], [[0.13595331824414156]], [[0.1367351765615032]], [[0.13836137463143403]], [[0.14090659513831838]], [[0.14436486451261243]], [[0.14869528008304075]], [[0.15360064069120266]], [[0.15851346168402425]], [[0.1629825994226311]], [[0.16656726036428773]], [[0.16889787999094932]], [[0.16963129855175305]], [[0.1683680910494574]], [[0.1646810370400774]], [[0.15786650371310093]], [[0.14771610476323718]], [[0.13351189488836748]], [[0.11736739413410613]], [[0.10019236843314483]], [[0.08393500012525154]], [[0.06871773076809261]], [[0.05495334200895187]], [[0.0438813468699581]], [[0.0356463639156839]], [[0.03065393272866098]], [[0.02813914799505514]], [[0.02711907194775521]], [[0.027334250282318503]], [[0.027970522556450095]], [[0.02919765523677328]], [[0.030151875939278226]], [[0.031172366874684363]], [[0.03141133818958373]], [[0.031323385187654415]], [[0.03125208747669394]], [[0.032272056776793304]], [[0.03555156071190644]], [[0.041939381178101344]], [[0.05164600191991038]], [[0.06568233571035244]], [[0.08345311764018315]], [[0.10384067943816465]], [[0.12548724700258398]], [[0.14755217351586894]], [[0.16961668321884346]], [[0.19150577464158572]], [[0.21206413337860902]], [[0.23098393851241455]], [[0.25015929412955523]], [[0.2696188175878041]], [[0.2893193287265327]], [[0.3091751358910301]], [[0.32909565428803955]], [[0.349004528595615]], [[0.3687740109930976]], [[0.3882242599766469]], [[0.4072173016063887]], [[0.4256715063802552]], [[0.4435393707386704]], [[0.4608080480222114]], [[0.4774819143988339]], [[0.4935694928657205]], [[0.5152857845123527]], [[0.5413241055532614]], [[0.5675211792276221]], [[0.5939388251417792]], [[0.6206029388044566]], [[0.6475404493560495]], [[0.6747546747991211]], [[0.7021811534570443]], [[0.7297656037867046]], [[0.7574653573896095]], [[0.7853302331064326]], [[0.8133056693424727]], [[0.8412941970352901]], [[0.9796512948047141]], [[1.1143814134180747]], [[1.243445950408398]], [[1.3638223098329527]], [[1.4747545582798538]], [[1.5747095147045276]], [[1.6608839235794617]], [[1.7341821912525444]], [[1.7901655283682492]], [[1.8292445180749888]], [[1.8500142263397679]], [[1.8541265880086388]], [[1.8377862780699457]], [[1.8061303041859034]], [[1.7506337631626518]], [[1.677177742890077]], [[1.586026094985035]], [[1.4919460358388477]], [[1.4131580183180903]], [[1.3364132759836522]], [[1.3228234452649243]], [[1.3180927381333845]], [[1.3204803901371307]], [[1.3180399035679011]], [[1.3057286563875694]], [[1.2882947658007864]], [[1.2650398983679338]], [[1.2356306480626775]], [[1.2011532269027934]], [[1.1611956681150206]], [[1.1165484842123987]], [[1.0674204427593967]], [[1.0126901887238828]], [[0.9546909807703653]], [[0.8934859742113315]], [[0.8295306390651386]], [[0.7633210207654549]], [[0.6950921818171248]], [[0.6255567838962615]], [[0.554349234856935]], [[0.48702968340541986]], [[0.4239216766118121]], [[0.35512923636591814]], [[0.2920273632408793]], [[0.23054476624110237]], [[0.17753368889359358]], [[0.13881694930805422]], [[0.10927349160151972]], [[0.11493498627803865]], [[0.11964998435457999]]], [[[0.0609361223352344]], [[0.06241778614995561]], [[0.06893695545808072]], [[0.10192388467731708]], [[0.14413149326876493]], [[0.19888883796595985]], [[0.26100812537111323]], [[0.3246771432938152]], [[0.3937926922902135]], [[0.4640439658522776]], [[0.5351445655946521]], [[0.606178735995444]], [[0.6765621501653187]], [[0.7459467114535849]], [[0.8133828242839626]], [[0.8785034037011891]], [[0.9406297795824825]], [[0.9990509630281329]], [[1.0536348538486031]], [[1.1038914325578073]], [[1.149931827453497]], [[1.1916042302295249]], [[1.2285773764732357]], [[1.2611932380533741]], [[1.2887564553939792]], [[1.3115422926805635]], [[1.3295683214872704]], [[1.3417599054155869]], [[1.3498869839223]], [[1.3501212203114896]], [[1.3479011042131293]], [[1.3390931730713254]], [[1.3246837204607391]], [[1.3046945864493218]], [[1.2802533919525487]], [[1.250704253290362]], [[1.2166516998661374]], [[1.1782978648636573]], [[1.13555142993557]], [[1.0890182671191326]], [[1.0385790358761857]], [[0.9845808040089209]], [[0.9272578371404436]], [[0.8666404834548245]], [[0.8031228520671027]], [[0.736816615072434]], [[0.6679895977674718]], [[0.5978551232930193]], [[0.5269350458321125]], [[0.45708588095468344]], [[0.38901806684578094]], [[0.37569656901559734]], [[0.3624782421301524]], [[0.34936893208878333]], [[0.33637448498400846]], [[0.3235007471426467]], [[0.31075356517072084]], [[0.29813878600131855]], [[0.28566225694418035]], [[0.27342357547725793]], [[0.26149298427758455]], [[0.24973211859755778]], [[0.23819111988215383]], [[0.2268717394010508]], [[0.21578839719176723]], [[0.20495211246607387]], [[0.19436704947829098]], [[0.18409229749821965]], [[0.17414069561948592]], [[0.16457371785354855]], [[0.1554270494548792]], [[0.14672015491815046]], [[0.1385305213170074]], [[0.130858764834365]], [[0.12375887724149051]], [[0.11720686781139882]], [[0.11129356846798044]], [[0.10604751070528902]], [[0.1015541157969201]], [[0.09785345114918324]], [[0.09496283829118368]], [[0.09280445365546357]], [[0.09114931108993016]], [[0.08974948490667993]], [[0.08833636938171803]], [[0.08665709112204006]], [[0.0844535415502797]], [[0.08146268439882082]], [[0.07741891501907992]], [[0.0719758922204514]], [[0.06516265827490375]], [[0.05681537955469715]], [[0.04826425264988131]], [[0.040085507173418675]], [[0.03309404389865718]], [[0.027325916448440866]], [[0.022611390838538373]], [[0.018903013742902035]], [[0.016045232723782787]], [[0.013884416573602437]], [[0.012431749024005114]], [[0.011470550711932545]], [[0.011041303121625405]], [[0.010897415295778095]], [[0.011043895692147455]], [[0.011298171508651655]], [[0.011647722989664315]], [[0.011889714257084474]], [[0.01215178092495785]], [[0.012497064500665452]], [[0.013192809519287033]], [[0.014569046193835788]], [[0.01687239117504291]], [[0.020242362801714278]], [[0.02515339147149482]], [[0.03173267615248239]], [[0.04014568306675134]], [[0.05044974000570233]], [[0.06268757944105834]], [[0.0768832198481913]], [[0.09305861025886901]], [[0.11123490662703758]], [[0.13138505886782786]], [[0.1532810373477779]], [[0.1766428168554527]], [[0.201194739505968]], [[0.2266654764739236]], [[0.2527918667810225]], [[0.2792993675910877]], [[0.30591619344512444]], [[0.3324025680963767]], [[0.35870843092727633]], [[0.3848787485139733]], [[0.4109577535377206]], [[0.4369951419937831]], [[0.46303796626795374]], [[0.48912856929142934]], [[0.5152151251060432]], [[0.54137858238079]], [[0.5677013914762079]], [[0.5942455529313052]], [[0.6210370123766028]], [[0.6481027666903052]], [[0.6754461100329805]], [[0.7030023910633281]], [[0.7307171161143137]], [[0.7585474383849313]], [[0.7865433700354498]], [[0.8146501468446444]], [[0.8427699292871327]], [[0.9817740759482139]], [[1.1171339873565518]], [[1.2468033175478366]], [[1.367745964442418]], [[1.4792023889902388]], [[1.5796322144878605]], [[1.6662195285998476]], [[1.7398722254071521]], [[1.7961316288623128]], [[1.8354107495377037]], [[1.8563013262393366]], [[1.860449526765371]], [[1.8440614476546648]], [[1.8122892543161884]], [[1.7565670049111035]], [[1.6828072209791674]], [[1.5996407226461233]], [[1.5131753075336223]], [[1.4403010899322217]], [[1.393587423101578]], [[1.386842514861353]], [[1.3830593085634952]], [[1.3802985873217994]], [[1.372041364953592]], [[1.3548674796094213]], [[1.3322138676755821]], [[1.303845424082154]], [[1.2696048196055123]], [[1.2305949119149426]], [[1.186506869112439]], [[1.137959249573445]], [[1.0853027588996147]], [[1.0286208337655545]], [[0.9685574873223136]], [[0.9051726748931771]], [[0.8389161406786372]], [[0.770323785284972]], [[0.6996470721768566]], [[0.6276535544579881]], [[0.5546065529971462]], [[0.48088557817161975]], [[0.40728146118603603]], [[0.3341008725888346]], [[0.2677965321286135]], [[0.20383132113013544]], [[0.1477340510618237]], [[0.10462335671268162]], [[0.07118437773383166]], [[0.0631437151473049]], [[0.060936122335234405]]], [[[0.04440366557892058]], [[0.05018965328952081]], [[0.06406283144050132]], [[0.09734616448189834]], [[0.13972518587864344]], [[0.1934864686302695]], [[0.25432732428811367]], [[0.31781106369083084]], [[0.388120800869527]], [[0.46005219076318726]], [[0.5329923866251287]], [[0.605170323421778]], [[0.6763552900926981]], [[0.746434620707823]], [[0.8145104018717172]], [[0.8798122303937848]], [[0.9422760154384215]], [[1.0011590959209005]], [[1.0563454980357805]], [[1.1073451129821537]], [[1.1542409121714392]], [[1.1968605017702425]], [[1.234855817549055]], [[1.2685368596435547]], [[1.297198076923614]], [[1.321085473016212]], [[1.3401773131344847]], [[1.3534998892540198]], [[1.3627577412455025]], [[1.3632711358952119]], [[1.3622079370156945]], [[1.3541564755151467]], [[1.3402069735210254]], [[1.3206455031115194]], [[1.2965760850315071]], [[1.2673030891255694]], [[1.2334580471810166]], [[1.1952451734163883]], [[1.1525711735982425]], [[1.106059659709676]], [[1.0555870768093296]], [[1.0015100094777492]], [[0.9440670322669468]], [[0.8832876316587284]], [[0.8195736183124056]], [[0.7530221184212869]], [[0.6838932540574172]], [[0.6132905777873104]], [[0.5416209860131653]], [[0.4709363435385667]], [[0.4019485651643981]], [[0.38837472841979576]], [[0.37488752135072057]], [[0.361492503662838]], [[0.34819528092049934]], [[0.33500151430793546]], [[0.3219169312888012]], [[0.3089473369676178]], [[0.29609862586153674]], [[0.2834584696387446]], [[0.27108921496006705]], [[0.2588717630542607]], [[0.24685110832324136]], [[0.23503064067313856]], [[0.22342518987024979]], [[0.21204443971073633]], [[0.20089517698579704]], [[0.19001492591316832]], [[0.1794141903899588]], [[0.1691346445477588]], [[0.15920465543956197]], [[0.14964403566726103]], [[0.14051132167082306]], [[0.13182126732282307]], [[0.12352031303031151]], [[0.1147867818287207]], [[0.10645142159577292]], [[0.09851536688289557]], [[0.09103180446562846]], [[0.0840195024756465]], [[0.07747921749155307]], [[0.07141514111624336]], [[0.06580242046919346]], [[0.060581920288487794]], [[0.05570331911291907]], [[0.051124184954729514]], [[0.048679172161480926]], [[0.04554849951793901]], [[0.04171848703623544]], [[0.037466022714149894]], [[0.03326260213036755]], [[0.0291184939141008]], [[0.025436460890463964]], [[0.022359770792263117]], [[0.02001079583061686]], [[0.018457976916202722]], [[0.017301359540030897]], [[0.01611150998435466]], [[0.014861502661098243]], [[0.013448397129299105]], [[0.012257183825808298]], [[0.011313884745959173]], [[0.010716908164433844]], [[0.010321320349495398]], [[0.010057841127237609]], [[0.010034528556406845]], [[0.01014123993448458]], [[0.010420386076509412]], [[0.01085698168307471]], [[0.011384624610909866]], [[0.012001122450046295]], [[0.012760486026200557]], [[0.013623774298611738]], [[0.0145401071851648]], [[0.015467766286549445]], [[0.016811668059990344]], [[0.018824963350334626]], [[0.02195879346023811]], [[0.026719943702887765]], [[0.03356992676462592]], [[0.042954573308188346]], [[0.05531397275242048]], [[0.07095423802020291]], [[0.08960043287669021]], [[0.11083192050583784]], [[0.13424410932869063]], [[0.1594414287417598]], [[0.18596460070316445]], [[0.21310040029523306]], [[0.24124012464458272]], [[0.27002298164596716]], [[0.29743619653267545]], [[0.32377866129167965]], [[0.3493315628641845]], [[0.37445282311051487]], [[0.3994945237773089]], [[0.4245272305577765]], [[0.44938083575703003]], [[0.4741439470054427]], [[0.4989981961924546]], [[0.5239499819012632]], [[0.5489942649178446]], [[0.5741307239593595]], [[0.5993456187486409]], [[0.6246259887799804]], [[0.6499400426760505]], [[0.6752581329706653]], [[0.7006081382314242]], [[0.7259626674205046]], [[0.7512696398133731]], [[0.8756519014086441]], [[0.996700591064313]], [[1.1133295507599434]], [[1.2231061833140209]], [[1.3253275756263225]], [[1.4186149898308442]], [[1.5006682326955731]], [[1.571975495642166]], [[1.6289580919320692]], [[1.67215590585708]], [[1.7015872047653122]], [[1.7133045276905174]], [[1.711628394085725]], [[1.697052836992411]], [[1.662588934820017]], [[1.6131325751595262]], [[1.5545659879297102]], [[1.491760767602621]], [[1.437086352111127]], [[1.4042131089988605]], [[1.4002357902528453]], [[1.3968839793773966]], [[1.392120299031366]], [[1.3817252868885495]], [[1.3629305407412953]], [[1.3386190839803465]], [[1.3087266611716561]], [[1.273152691968676]], [[1.2329853460967455]], [[1.1879473422004396]], [[1.1385860390843658]], [[1.0852461314423498]], [[1.028172887252283]], [[0.9676758468431784]], [[0.9038055677672042]], [[0.8369653015573281]], [[0.7677337093154161]], | 4D array with the drag coefficients of the airfoils. Dimension 0 is along the blade span for n_span stations, dimension 1 is along the angles of attack, dimension 2 is along the Reynolds number, dimension 3 is along the number of tabs, which may describe multiple sets at the same station, for example in presence of a flap.
xf.cm_interp | intermediate |  | [[[[-4.0657581468206416e-20]], [[-3.903127820947816e-18]], [[8.673617379884035e-19]], [[-2.2551405187698492e-17]], [[2.7755575615628914e-17]], [[2.6020852139652106e-17]], [[-4.163336342344337e-17]], [[-5.551115123125783e-17]], [[-1.1102230246251565e-16]], [[1.0408340855860843e-17]], [[-2.7755575615628914e-17]], [[-2.0816681711721685e-17]], [[-3.122502256758253e-17]], [[-6.591949208711867e-17]], [[-2.0816681711721685e-17]], [[1.3877787807814457e-17]], [[-4.163336342344337e-17]], [[-5.551115123125783e-17]], [[-3.122502256758253e-17]], [[3.469446951953614e-18]], [[-1.0408340855860843e-17]], [[-7.632783294297951e-17]], [[3.469446951953614e-18]], [[6.938893903907228e-17]], [[-8.673617379884035e-17]], [[1.214306433183765e-17]], [[-3.2959746043559335e-17]], [[-1.0928757898653885e-16]], [[-3.2959746043559335e-17]], [[-6.591949208711867e-17]], [[-5.4643789493269423e-17]], [[-4.423544863740858e-17]], [[2.2551405187698492e-17]], [[-3.3285006695304986e-17]], [[-2.233456475320139e-17]], [[1.0842021724855044e-17]], [[-7.806255641895632e-17]], [[-4.5102810375396984e-17]], [[0.0]], [[-6.765421556309548e-17]], [[-3.469446951953614e-18]], [[-2.2551405187698492e-17]], [[-2.42861286636753e-17]], [[-1.3877787807814457e-17]], [[-3.122502256758253e-17]], [[-1.734723475976807e-17]], [[-1.3877787807814457e-17]], [[-6.938893903907228e-18]], [[0.0]], [[-1.3877787807814457e-17]], [[0.0]], [[-1.734723475976807e-17]], [[1.0408340855860843e-17]], [[-2.949029909160572e-17]], [[-5.204170427930421e-18]], [[2.0816681711721685e-17]], [[3.469446951953614e-18]], [[-5.204170427930421e-18]], [[-5.204170427930421e-18]], [[-2.7755575615628914e-17]], [[-1.734723475976807e-17]], [[6.938893903907228e-18]], [[-3.469446951953614e-18]], [[-6.938893903907228e-18]], [[-3.469446951953614e-18]], [[5.204170427930421e-18]], [[-8.673617379884035e-19]], [[-8.673617379884035e-18]], [[-1.929879867024198e-17]], [[2.2551405187698492e-17]], [[-3.0357660829594124e-18]], [[-8.673617379884035e-19]], [[2.168404344971009e-18]], [[-3.469446951953614e-18]], [[6.938893903907228e-18]], [[-6.938893903907228e-18]], [[-7.806255641895632e-18]], [[-1.734723475976807e-18]], [[5.204170427930421e-18]], [[0.0]], [[1.734723475976807e-18]], [[8.673617379884035e-19]], [[0.0]], [[0.0]], [[6.938893903907228e-18]], [[6.938893903907228e-18]], [[6.938893903907228e-18]], [[1.3877787807814457e-17]], [[3.469446951953614e-18]], [[5.637851296924623e-18]], [[6.938893903907228e-18]], [[8.673617379884035e-18]], [[-6.071532165918825e-18]], [[-6.071532165918825e-18]], [[-6.938893903907228e-18]], [[0.0]], [[8.321251673826247e-18]], [[5.204170427930421e-18]], [[-6.938893903907228e-18]], [[-3.469446951953614e-18]], [[2.7647155398380363e-18]], [[3.469446951953614e-18]], [[-6.938893903907228e-18]], [[-1.0408340855860843e-17]], [[-1.3877787807814457e-17]], [[0.0]], [[-1.3877787807814457e-17]], [[-3.469446951953614e-18]], [[-1.734723475976807e-17]], [[-6.938893903907228e-18]], [[6.938893903907228e-18]], [[1.3877787807814457e-17]], [[-1.3877787807814457e-17]], [[-6.938893903907228e-18]], [[-1.3877787807814457e-17]], [[-6.938893903907228e-18]], [[0.0]], [[-6.938893903907228e-18]], [[-6.938893903907228e-18]], [[0.0]], [[7.806255641895632e-18]], [[1.214306433183765e-17]], [[5.204170427930421e-18]], [[6.938893903907228e-18]], [[1.3877787807814457e-17]], [[1.3877787807814457e-17]], [[0.0]], [[0.0]], [[1.3877787807814457e-17]], [[1.3877787807814457e-17]], [[1.3877787807814457e-17]], [[1.3877787807814457e-17]], [[0.0]], [[1.3877787807814457e-17]], [[1.3877787807814457e-17]], [[1.3877787807814457e-17]], [[1.3877787807814457e-17]], [[1.3877787807814457e-17]], [[2.7755575615628914e-17]], [[1.3877787807814457e-17]], [[1.3877787807814457e-17]], [[0.0]], [[1.3877787807814457e-17]], [[2.7755575615628914e-17]], [[1.3877787807814457e-17]], [[1.3877787807814457e-17]], [[0.0]], [[4.163336342344337e-17]], [[4.85722573273506e-17]], [[6.938893903907228e-18]], [[3.469446951953614e-17]], [[3.469446951953614e-17]], [[2.0816681711721685e-17]], [[-1.3877787807814457e-17]], [[0.0]], [[0.0]], [[0.0]], [[0.0]], [[-2.7755575615628914e-17]], [[8.326672684688674e-17]], [[0.0]], [[5.551115123125783e-17]], [[2.7755575615628914e-17]], [[1.3877787807814457e-17]], [[6.938893903907228e-17]], [[1.3877787807814457e-17]], [[-5.551115123125783e-17]], [[-2.7755575615628914e-17]], [[6.938893903907228e-18]], [[6.245004513516506e-17]], [[1.3877787807814457e-17]], [[0.0]], [[4.163336342344337e-17]], [[3.469446951953614e-17]], [[6.938893903907228e-18]], [[6.938893903907228e-17]], [[0.0]], [[1.3877787807814457e-17]], [[1.3877787807814457e-17]], [[1.249000902703301e-16]], [[2.7755575615628914e-17]], [[3.469446951953614e-17]], [[4.163336342344337e-17]], [[6.938893903907228e-17]], [[-1.3877787807814457e-17]], [[2.42861286636753e-17]], [[5.898059818321144e-17]], [[0.0]], [[5.551115123125783e-17]], [[-2.0816681711721685e-17]], [[-3.2959746043559335e-17]], [[-3.2959746043559335e-17]], [[-1.0408340855860843e-17]], [[5.551115123125783e-17]], [[1.734723475976807e-17]], [[2.2551405187698492e-17]], [[1.734723475976807e-17]], [[-1.734723475976807e-18]], [[3.0357660829594124e-18]], [[-3.3881317890172014e-21]]], [[[5.037314841631203e-06]], [[0.0018728215563307846]], [[0.003547360589045926]], [[0.00505021627030542]], [[0.006332537698580599]], [[0.0074945029350892145]], [[0.008538994678846069]], [[0.009455972886719819]], [[0.010233624800101485]], [[0.010908958912816173]], [[0.011496842371771322]], [[0.012006931281841073]], [[0.012443137518449165]], [[0.012815736966241043]], [[0.01312311311669078]], [[0.01337518199621945]], [[0.013576106812778519]], [[0.013728080708209175]], [[0.013842157294411121]], [[0.013912376530088855]], [[0.013946661311955856]], [[0.013940018888914562]], [[0.013917721606106756]], [[0.013852456441921759]], [[0.013765433423802155]], [[0.013651456166405547]], [[0.013516562284813405]], [[0.013362749973216856]], [[0.013190957705215186]], [[0.013006168621443737]], [[0.012808720222827264]], [[0.012601961232116966]], [[0.012385049608514644]], [[0.012157630648361584]], [[0.011918923443226884]], [[0.011668192803567054]], [[0.011404732579124287]], [[0.01112791259413667]], [[0.01083689662644728]], [[0.010531153943447486]], [[0.010209854007740927]], [[0.009872332274957912]], [[0.009517972817845392]], [[0.009145880527413074]], [[0.008755601429547507]], [[0.008346244128657643]], [[0.007917169979697457]], [[0.00746777415662345]], [[0.006997120379299147]], [[0.0065048080309542435]], [[0.005989903459625939]], [[0.005883017512974946]], [[0.005774984527816629]], [[0.005665901664849133]], [[0.005555866084770737]], [[0.005444974948279658]], [[0.00533332541607408]], [[0.005221014648852228]], [[0.00510813980731234]], [[0.00499405032132118]], [[0.004878207047341935]], [[0.004761605447645256]], [[0.004643994397647332]], [[0.004525365621945315]], [[0.004407065579226177]], [[0.004284304340095279]], [[0.00415723674609547]], [[0.003987698616688813]], [[0.0037575652638707803]], [[0.0034217944922882854]], [[0.0029636513952074773]], [[0.002352313828288351]], [[0.0016497453066636673]], [[0.0008646172646898324]], [[5.425035318157995e-05]], [[2.3491588148197295e-05]], [[1.6791090934315574e-05]], [[1.1408367553608287e-05]], [[7.158245026195678e-06]], [[3.923709952426135e-06]], [[1.593156505228302e-06]], [[1.7049568759087454e-07]], [[-0.00048129771898126894]], [[-0.001129180059949192]], [[-0.0018735627494845739]], [[-0.0025072832626352043]], [[-0.002996927162368393]], [[-0.003001760959543069]], [[-0.0007304652293076263]], [[-1.5225490556850137e-05]], [[-1.2557549960054773e-05]], [[-1.3118461482908642e-05]], [[-1.37961229194428e-05]], [[-1.4747599886783327e-05]], [[-2.208456665089842e-05]], [[-2.412136416696936e-05]], [[-1.5514461256411458e-05]], [[-1.1721636388033543e-05]], [[-1.0115789521359525e-05]], [[-1.3098190717129171e-05]], [[-1.8404450216686166e-05]], [[-2.6507698111865458e-05]], [[-3.400414438146232e-05]], [[-0.000511261342174843]], [[-0.0008257540058169508]], [[-0.0009274894870893412]], [[-0.0008966233281725508]], [[-0.0007889161178600106]], [[-0.0006486471342975614]], [[-0.0005044837630023974]], [[-0.0003470475569126649]], [[-0.0002157338438285722]], [[-0.00010653007055545782]], [[-4.2520304872575854e-05]], [[-4.175791656994832e-05]], [[-4.111751826308546e-05]], [[-4.07339478903368e-05]], [[-0.0001174032828095764]], [[-0.0003602365640455289]], [[-0.0007333652418649687]], [[-0.0012590496497086557]], [[-0.0019692342864577163]], [[-0.00285803384893241]], [[-0.0038140486090625716]], [[-0.004684765695863152]], [[-0.004855756428134947]], [[-0.005071839912133377]], [[-0.0053296275616266375]], [[-0.005612629917594786]], [[-0.005901494167268637]], [[-0.0060233807173894205]], [[-0.00603829896215366]], [[-0.0061036547819191544]], [[-0.006200592640728725]], [[-0.006309980436492751]], [[-0.006413059824829523]], [[-0.00651046306913354]], [[-0.006600362541156937]], [[-0.006686053277271828]], [[-0.0067685790092085335]], [[-0.006850274641991505]], [[-0.006932501498384203]], [[-0.007016407594732377]], [[-0.007102612342160156]], [[-0.007190363392834409]], [[-0.007279676860036652]], [[-0.007370720925091723]], [[-0.007463442492872431]], [[-0.007557697173452761]], [[-0.007653367372381946]], [[-0.008146023863814592]], [[-0.008663815938753046]], [[-0.009198270665752614]], [[-0.009739285176404266]], [[-0.01028032374793756]], [[-0.010812214017375268]], [[-0.011323996996831093]], [[-0.01181150679125735]], [[-0.012261852988615998]], [[-0.01267718810624624]], [[-0.013057761725005057]], [[-0.013406795901162435]], [[-0.013726899981233456]], [[-0.014020602703998575]], [[-0.014290543078044365]], [[-0.014539174174040104]], [[-0.014769348418700673]], [[-0.014983173430240061]], [[-0.015183809445184854]], [[-0.015373417904439683]], [[-0.015554970899906886]], [[-0.015730249354284916]], [[-0.015900333424919505]], [[-0.01605925755635243]], [[-0.01620394071575295]], [[-0.01633044384517015]], [[-0.01643024167769723]], [[-0.01650759620582682]], [[-0.016535673819542906]], [[-0.016545567619031497]], [[-0.01650461223725072]], [[-0.016421001314125293]], [[-0.01627833974097099]], [[-0.01608619063257123]], [[-0.015829708254695547]], [[-0.015508729780829525]], [[-0.015119586481111807]], [[-0.014652093666498632]], [[-0.01410863941970121]], [[-0.013478825605713618]], [[-0.01276085353249917]], [[-0.011950473144181307]], [[-0.011038208962622014]], [[-0.009969972846242046]], [[-0.008762737462346631]], [[-0.0074204356073437035]], [[-0.0059310628831421835]], [[-0.004174915936742742]], [[-0.0022054375757723367]], [[5.037314841631877e-06]]], [[[6.628176459505624e-05]], [[0.021017913871025227]], [[0.03980944097459122]], [[0.05667433626304082]], [[0.0710639833567511]], [[0.08410294349810721]], [[0.09582328934811403]], [[0.10611211471051356]], [[0.11483713590122692]], [[0.12241342713491807]], [[0.12900806063511425]], [[0.13472946483645012]], [[0.13962184770628672]], [[0.14380083653667713]], [[0.14717332865961236]], [[0.14989360166734064]], [[0.15204283642344005]], [[0.15365015411727595]], [[0.15484588561236928]], [[0.1555363429995324]], [[0.15586551367844678]], [[0.1557409714371772]], [[0.15541412364216983]], [[0.15462896918639785]], [[0.15359823790540128]], [[0.15226711983683852]], [[0.15069993820254873]], [[0.14891845466944795]], [[0.14693198600715077]], [[0.14479447471645618]], [[0.14250902002896507]], [[0.14011165592860883]], [[0.13759518803813622]], [[0.13495637553817402]], [[0.13218958481765286]], [[0.1292876607148269]], [[0.12624501510856703]], [[0.12305656016898535]], [[0.11971447523168527]], [[0.11621524440515185]], [[0.11255108428393981]], [[0.10871668246589015]], [[0.10470704016169338]], [[0.10051395735263696]], [[0.09613441338643285]], [[0.09156023210819939]], [[0.0867862690397916]], [[0.08180759466271678]], [[0.07661574749076644]], [[0.07120804606456874]], [[0.06557604555950071]], [[0.06440996966516377]], [[0.06323256355780071]], [[0.062044793559670686]], [[0.06084762599303319]], [[0.05964202718014729]], [[0.05842896344327243]], [[0.0572094011046677]], [[0.05598430648659247]], [[0.05474729399936089]], [[0.053493068147667466]], [[0.05223141898623546]], [[0.050959887474198835]], [[0.049678399073940574]], [[0.04839852461618504]], [[0.04707912370395256]], [[0.0457216420936772]], [[0.04399804333987668]], [[0.04175310051103697]], [[0.03840143173205585]], [[0.03338895738499617]], [[0.02695674740391834]], [[0.019870256593639474]], [[0.012261388519691246]], [[0.004660933276055476]], [[0.003408734620221848]], [[0.002511869109475936]], [[0.0017720434883921137]], [[0.0011669694606279441]], [[0.0006834371163082983]], [[0.0003077485724231866]], [[4.028737683333403e-05]], [[-0.004837498780204668]], [[-0.011349331083882083]], [[-0.018831083460051235]], [[-0.025200575955975944]], [[-0.03012196177244626]], [[-0.030170546020852337]], [[-0.009777090703829806]], [[-0.0023156220436655077]], [[-0.0019802391404299697]], [[-0.002064655262601473]], [[-0.002155359839026279]], [[-0.002278026369139134]], [[-0.0031832000946034663]], [[-0.003428247890482544]], [[-0.0023486989918765186]], [[-0.0018567293912132767]], [[-0.0016472020711972976]], [[-0.0020689399508553967]], [[-0.0027900233298745938]], [[-0.0038552331739845]], [[-0.004826519619954027]], [[-0.009357228739735688]], [[-0.012367918025149971]], [[-0.013441187822075807]], [[-0.01328992009215735]], [[-0.012427156586096683]], [[-0.011260245577863155]], [[-0.01005143631610141]], [[-0.008709077348695825]], [[-0.007584602866883606]], [[-0.006629854435300259]], [[-0.006024511627341144]], [[-0.0059238110168319605]], [[-0.005834600418600865]], [[-0.005774121726724667]], [[-0.006379758949356343]], [[-0.008395080553812285]], [[-0.011596567622051726]], [[-0.016268498653960822]], [[-0.02291613055923751]], [[-0.03207255843119059]], [[-0.03993233716815818]], [[-0.04708634062769093]], [[-0.048804959740496985]], [[-0.05097680379676468]], [[-0.05356781428942813]], [[-0.05641225650845377]], [[-0.05931561632158508]], [[-0.06087509221586755]], [[-0.061555836846668974]], [[-0.06260505218503969]], [[-0.06387488425902717]], [[-0.06522026562422406]], [[-0.06649318355977418]], [[-0.06770229845930388]], [[-0.0688354654093008]], [[-0.06992261671219283]], [[-0.07097379326307507]], [[-0.07201120690470711]], [[-0.07304794570651305]], [[-0.07409519247416405]], [[-0.07515744951161382]], [[-0.07622985242837327]], [[-0.07731227071583283]], [[-0.07840564781275831]], [[-0.07950967303394184]], [[-0.08062328627692517]], [[-0.08174552770191279]], [[-0.08741446552303384]], [[-0.09321949482241743]], [[-0.09909894615104015]], [[-0.10496969680152729]], [[-0.11078226951841164]], [[-0.1164650594732686]], [[-0.1219319647390304]], [[-0.1271519530737345]], [[-0.13202275817993978]], [[-0.13656328906412052]], [[-0.14077606868663362]], [[-0.14468706512667662]], [[-0.14831886675596145]], [[-0.1516910100267151]], [[-0.15482631210042397]], [[-0.15774469721802134]], [[-0.1604691716754566]], [[-0.16301845140322307]], [[-0.1654169466700685]], [[-0.16768379015169543]], [[-0.1698436426422305]], [[-0.17190873807645843]], [[-0.17388976697818545]], [[-0.17572344448396782]], [[-0.17738103659890875]], [[-0.1788231702321233]], [[-0.17996137766841222]], [[-0.18084461001875446]], [[-0.18119748482060266]], [[-0.18133315814304388]], [[-0.1809186522910824]], [[-0.18006218190841938]], [[-0.1785640399055454]], [[-0.17654285829432112]], [[-0.17383899911088999]], [[-0.17045326310312225]], [[-0.16633344301331082]], [[-0.1613569020417957]], [[-0.15553476789015547]], [[-0.14874053932978604]], [[-0.14093849670994354]], [[-0.13207652630028813]], [[-0.12203397105971878]], [[-0.11024435300622683]], [[-0.09688403050077786]], [[-0.08201850644720435]], [[-0.06553966951356796]], [[-0.04612355055407122]], [[-0.024351978664601894]], [[6.628176459506226e-05]]], [[[0.00017846327256128223]], [[0.04365487926189311]], [[0.08266073848820363]], [[0.11766646921043886]], [[0.14752398153017715]], [[0.17457603748161118]], [[0.198882310421072]], [[0.22020150187644663]], [[0.23826479610342483]], [[0.25392509928573226]], [[0.2675323151615092]], [[0.27930843072643763]], [[0.2893494473434235]], [[0.2979025863338945]], [[0.30464340458043315]], [[0.30997591204202807]], [[0.314133478820555]], [[0.31718904694519884]], [[0.31943021015055667]], [[0.3205879203508209]], [[0.32111448838578804]], [[0.3207166556660687]], [[0.3198252424438285]], [[0.3180511003241212]], [[0.31576424028508193]], [[0.3128609070373913]], [[0.30946476906761605]], [[0.3056190599330303]], [[0.3013396849390237]], [[0.2967328679814858]], [[0.29180310556268674]], [[0.28662073006169014]], [[0.28117714190255605]], [[0.27546769514317243]], [[0.26948946966029996]], [[0.26323070391685555]], [[0.2566863534130705]], [[0.2498514250497506]], [[0.24271408794322932]], [[0.2352738806876195]], [[0.22751897539273477]], [[0.219444364200091]], [[0.21104504035384813]], [[0.20230917409338167]], [[0.19323630621958215]], [[0.18381460661757665]], [[0.1740390721836807]], [[0.1639046850258106]], [[0.15339963447565766]], [[0.14252343821646302]], [[0.13126428421863265]], [[0.1289418492492133]], [[0.12660025216784423]], [[0.12424114818772765]], [[0.12186619252206607]], [[0.11947704038406164]], [[0.11707534698691684]], [[0.11466276754383384]], [[0.11224095726801504]], [[0.10979924559817437]], [[0.10732877205486578]], [[0.10484595763152094]], [[0.10234671185129879]], [[0.09983093154168948]], [[0.09731269256862987]], [[0.0947420281344122]], [[0.0921211173540087]], [[0.08905064428279535]], [[0.08534370430046537]], [[0.07976152840434911]], [[0.0705379099525098]], [[0.059311516609300896]], [[0.04761570965950134]], [[0.035756891321455014]], [[0.02446613738557673]], [[0.0193770289550427]], [[0.015050618193539375]], [[0.011267098435427215]], [[0.007946662559829952]], [[0.005052799622903264]], [[0.0025331984345727107]], [[0.00038815635659479245]], [[-0.008446111444082801]], [[-0.019815553348047663]], [[-0.03287844333258682]], [[-0.04399936468206014]], [[-0.05259194009217281]], [[-0.0526767665686453]], [[-0.026841507344746916]], [[-0.014251623499878026]], [[-0.012874802089967927]], [[-0.013385634078442864]], [[-0.013823177074005205]], [[-0.014362877907391965]], [[-0.017876241504279317]], [[-0.018752310599160875]], [[-0.014349023120606642]], [[-0.012150036542072633]], [[-0.011199393001085233]], [[-0.013483954513126475]], [[-0.017082661089373525]], [[-0.022005720574598545]], [[-0.026334748140732347]], [[-0.03323648749954181]], [[-0.03793874034166618]], [[-0.0400191086397464]], [[-0.040392311181470054]], [[-0.039757334194736996]], [[-0.038666804442458104]], [[-0.03747700125975367]], [[-0.03603587542444813]], [[-0.034795939647443916]], [[-0.03364637927739968]], [[-0.032758454218486326]], [[-0.03228761242038951]], [[-0.03181850888644484]], [[-0.031425370857860416]], [[-0.03179116557058677]], [[-0.0337208700233286]], [[-0.037213090632192206]], [[-0.04286622492937961]], [[-0.051912040613538005]], [[-0.06657048832182952]], [[-0.07470796691586741]], [[-0.08221117947624482]], [[-0.08521183109730349]], [[-0.0890037983456404]], [[-0.09352761620444251]], [[-0.09849391740051813]], [[-0.1035630867498365]], [[-0.10732986758079396]], [[-0.11017557314134543]], [[-0.11323230218111943]], [[-0.11637197427939491]], [[-0.1194887519561771]], [[-0.12245073226020023]], [[-0.1252802337963673]], [[-0.1279754846037111]], [[-0.1305787990757895]], [[-0.13310630464528947]], [[-0.13559286072891732]], [[-0.1380594625978225]], [[-0.14052452411097152]], [[-0.14299052584552596]], [[-0.14545739599899604]], [[-0.1479239936490006]], [[-0.15038963407425887]], [[-0.1528544709381156]], [[-0.15531787450586113]], [[-0.15777886230630217]], [[-0.16991594193594137]], [[-0.1819267828196343]], [[-0.1937770520721746]], [[-0.20537912910976053]], [[-0.21669724466665805]], [[-0.2276706483558904]], [[-0.23822408090805233]], [[-0.2483371999579922]], [[-0.2579166648016183]], [[-0.26698697995782583]], [[-0.27555259549970684]], [[-0.28363881825929305]], [[-0.2912737289390215]], [[-0.2984730810620399]], [[-0.3052651383058659]], [[-0.311669916295798]], [[-0.31770990260797494]], [[-0.323410070758508]], [[-0.3287900840840584]], [[-0.33387525590069506]], [[-0.3386923728314247]], [[-0.3432451057492602]], [[-0.3475516014475399]], [[-0.35149098496078784]], [[-0.35502006001483327]], [[-0.3580707636560423]], [[-0.3604799529659305]], [[-0.362352182805675]], [[-0.3631889142338423]], [[-0.36353890819222123]], [[-0.3628062491069702]], [[-0.3612606127314151]], [[-0.35844429581365406]], [[-0.354634712771669]], [[-0.3495205968615859]], [[-0.3431109553669766]], [[-0.3352667668666544]], [[-0.3257106261189996]], [[-0.31442176699671376]], [[-0.30111067013320325]], [[-0.2856598952638502]], [[-0.2679491175414043]], [[-0.2476883149052171]], [[-0.22381712730644754]], [[-0.19666147479915377]], [[-0.16641681508372638]], [[-0.1329335521822446]], [[-0.09352283111954279]], [[-0.04933998996860265]], [[0.00017846327256128974]]], [[[0.00029996199543164093]], [[0.05568714545651428]], [[0.10536115221613516]], [[0.14993744270991194]], [[0.18792262420708147]], [[0.22232879121319862]], [[0.25320850611617574]], [[0.2802305877282251]], [[0.30307190284897906]], [[0.32278824400894246]], [[0.33983487822436764]], [[0.3544824840440215]], [[0.36686657588539895]], [[0.3773262927876343]], [[0.3855710711734561]], [[0.39207679731559497]], [[0.39710124386747286]], [[0.40074705727993504]], [[0.40339275890699633]], [[0.40463656138949383]], [[0.40517675007186216]], [[0.4045590189280487]], [[0.4032555680267627]], [[0.40088868322021975]], [[0.3978693036512542]], [[0.39407402269815]], [[0.389651630397138]], [[0.3846553670324155]], [[0.3791026062575997]], [[0.3731233570645972]], [[0.3667217454315038]], [[0.3599833155267754]], [[0.3529023156305865]], [[0.3454745477838031]], [[0.3377034456792102]], [[0.32957661050184767]], [[0.32109297774749446]], [[0.3122507452463386]], [[0.30303849342572603]], [[0.2934611978719048]], [[0.2835073823379996]], [[0.2731755930825373]], [[0.2624638491849636]], [[0.25136137387556573]], [[0.23987231121888236]], [[0.2279858434185023]], [[0.2157002431220982]], [[0.2030133892813819]], [[0.18991498629960443]], [[0.17640855746636872]], [[0.1624837762218975]], [[0.15961885861827915]], [[0.15673318838045475]], [[0.15382857900390903]], [[0.1509068439841267]], [[0.14796979681659236]], [[0.1450192509967908]], [[0.1420570200202066]], [[0.13908491738232437]], [[0.13609151560885588]], [[0.13306731407905592]], [[0.13002996068200945]], [[0.12697509365032378]], [[0.12390262409658499]], [[0.12082231257980156]], [[0.11769962233708132]], [[0.11453664781284706]], [[0.11105613105170413]], [[0.10713114383849097]], [[0.10174735266466514]], [[0.09334738056304885]], [[0.083471477131116]], [[0.07329436552548038]], [[0.06304568332718295]], [[0.05319309281590014]], [[0.044835896400612495]], [[0.03684786750736012]], [[0.029199302891133132]], [[0.02182842420452868]], [[0.014751856959871353]], [[0.007915529634866431]], [[0.0013151958228515878]], [[-0.009411447614719836]], [[-0.022080343543476523]], [[-0.0366362377677315]], [[-0.049028208842339244]], [[-0.05860286031162104]], [[-0.0586973819083283]], [[-0.04567798489546391]], [[-0.03582873021747608]], [[-0.03403102022732114]], [[-0.03529417057737296]], [[-0.03610199641951192]], [[-0.03693778118334121]], [[-0.040790056124722536]], [[-0.041462529517276435]], [[-0.03581659953644167]], [[-0.03229459406706554]], [[-0.030724981571030104]], [[-0.03571550401666657]], [[-0.04273131145265914]], [[-0.051155669293834846]], [[-0.05804795682265031]], [[-0.06424506776654633]], [[-0.06870040659362678]], [[-0.07135838397253573]], [[-0.0728015593775151]], [[-0.07347638285004825]], [[-0.07372610387247364]], [[-0.07378889004048297]], [[-0.0735024976740404]], [[-0.07315106856833783]], [[-0.07257859489196666]], [[-0.07189919845841657]], [[-0.07107597112043626]], [[-0.07009015372106354]], [[-0.06905116727553699]], [[-0.06827516793576337]], [[-0.06812831237847407]], [[-0.06887189078462569]], [[-0.07101793493662752]], [[-0.07562002011217857]], [[-0.08476672711892959]], [[-0.08806933064888141]], [[-0.09160738809894199]], [[-0.09495099488516345]], [[-0.09917635958118087]], [[-0.1042172207015344]], [[-0.10975113815635693]], [[-0.11539968093217798]], [[-0.12060648986329338]], [[-0.1253798605637087]], [[-0.12997033685774226]], [[-0.13436097163290703]], [[-0.1385764067826385]], [[-0.142592007501791]], [[-0.14643960339927578]], [[-0.15013601086194414]], [[-0.15371876262775927]], [[-0.15720447211240307]], [[-0.1606281907383635]], [[-0.1640115186379463]], [[-0.167373899999131]], [[-0.1707128963069733]], [[-0.17403657069352507]], [[-0.1773427689322191]], [[-0.18062847312291402]], [[-0.18389452761138556]], [[-0.1871414115268861]], [[-0.19036870058573518]], [[-0.20605831860604978]], [[-0.2212554361566085]], [[-0.23599271412128442]], [[-0.2502281270531641]], [[-0.26397076220881316]], [[-0.27721507252595834]], [[-0.28994978959133794]], [[-0.30218496737164313]], [[-0.3138989955275308]], [[-0.32511095036100346]], [[-0.3358258341399334]], [[-0.3460524751305991]], [[-0.35581118074129003]], [[-0.3651017547902258]], [[-0.37394449923900946]], [[-0.38234743377575636]], [[-0.3903185194325959]], [[-0.39787813459130533]], [[-0.40502599195220584]], [[-0.41178247351892827]], [[-0.41816169449406915]], [[-0.42415064033996536]], [[-0.4297690305312227]], [[-0.4348721360315413]], [[-0.4394185655654001]], [[-0.4433331356752875]], [[-0.4464256627233103]], [[-0.4488311089792201]], [[-0.4499768109195209]], [[-0.4504761841429937]], [[-0.44965113658066913]], [[-0.447880236384863]], [[-0.44454804696020384]], [[-0.44003165500204594]], [[-0.43395274859687627]], [[-0.42632872240634434]], [[-0.41695837739163033]], [[-0.4054714072570244]], [[-0.39180580518525726]], [[-0.3755725764769615]], [[-0.3565876021555364]], [[-0.33468843785389096]], [[-0.30947517586384854]], [[-0.2796973104382539]], [[-0.24573542182966535]], [[-0.2078857209798944]], [[-0.16601938346625267]], [[-0.11677544546641846]], [[-0.061576170061833135]], [[0.00029996199543164126]]], [[[0.0003717728222645991]], [[0.05789738210232562]], [[0.10945339499891017]], [[0.15571463851440745]], [[0.1950971719254484]], [[0.23075825072695905]], [[0.262726946581307]], [[0.29063410829720965]], [[0.3141637159770965]], [[0.33437892214721293]], [[0.3517625151039274]], [[0.3665818947899522]], [[0.37899182528842307]], [[0.389370707570889]], [[0.39771138680966706]], [[0.40437421294369574]], [[0.40951024930757635]], [[0.4132274020436169]], [[0.41591896290212005]], [[0.4171584714645442]], [[0.41769089069794735]], [[0.4170312945637259]], [[0.41565241137386744]], [[0.4131871660804068]], [[0.41004817895022355]], [[0.4061097102976901]], [[0.40152371779340745]], [[0.3963448279084265]], [[0.3905904201454162]], [[0.38439372687700435]], [[0.3777586966286543]], [[0.3707728854302203]], [[0.3634313673639662]], [[0.3557301420350389]], [[0.3476741506778458]], [[0.3392510922004626]], [[0.3304609130472182]], [[0.3213026412665217]], [[0.3117651956107836]], [[0.3018548001712922]], [[0.2915603035374455]], [[0.28088116560287474]], [[0.26981619874617396]], [[0.25835511106148984]], [[0.2465031054251012]], [[0.23424983968538593]], [[0.2215944363781025]], [[0.2085355399622253]], [[0.19506344495062444]], [[0.18118260605989644]], [[0.1668832796729305]], [[0.16394278248459876]], [[0.160981566656238]], [[0.15800144742345576]], [[0.15500424001248336]], [[0.1519917596425697]], [[0.1489658215288009]], [[0.14592824088525705]], [[0.14288083292839113]], [[0.13981221825115037]], [[0.13671293477001636]], [[0.1336005707568113]], [[0.13047078707359794]], [[0.1273234990971622]], [[0.12416719165510859]], [[0.12097187339808739]], [[0.11773957337900537]], [[0.11422907032269765]], [[0.110330935835018]], [[0.10578803297723441]], [[0.10052612887098446]], [[0.0942994716740756]], [[0.08731324470120562]], [[0.07955417185990621]], [[0.07122809556460198]], [[0.0623805819274038]], [[0.05306612106469065]], [[0.04341245311971437]], [[0.03344212663561271]], [[0.023267444580116745]], [[0.012872477879291647]], [[0.002246738170407966]], [[-0.009407663866851539]], [[-0.022137786301330946]], [[-0.03676330655484825]], [[-0.049219465877594966]], [[-0.05885015017289138]], [[-0.05897027395319023]], [[-0.05688905032719122]], [[-0.05238773085299915]], [[-0.05112763060699983]], [[-0.05295707659850404]], [[-0.053894726912143504]], [[-0.05468385920282713]], [[-0.056232495299903915]], [[-0.055965767536880574]], [[-0.05214543872584282]], [[-0.04864366454411193]], [[-0.047026018869875466]], [[-0.0537007793517007]], [[-0.06229001494740237]], [[-0.07137213497375511]], [[-0.07818811424315338]], [[-0.08346838600628377]], [[-0.08747644715361443]], [[-0.09038875960804249]], [[-0.09255410772288268]], [[-0.0941788718524579]], [[-0.09540624027965094]], [[-0.09636843037858887]], [[-0.09690345155697314]], [[-0.0971715648888003]], [[-0.09700105692345862]], [[-0.09656197614954662]], [[-0.0956541870966043]], [[-0.0943729530630018]], [[-0.09281520777966144]], [[-0.09116507439945734]], [[-0.08960507695099781]], [[-0.08832507416451363]], [[-0.08750568358127801]], [[-0.0873579203500535]], [[-0.08796634580497477]], [[-0.08956443654404311]], [[-0.09203913700216196]], [[-0.09539266655372233]], [[-0.09963482626724719]], [[-0.10470017123800376]], [[-0.11026334868196244]], [[-0.11594251780811635]], [[-0.12140165344543234]], [[-0.12655621799917846]], [[-0.13143345684479538]], [[-0.13604449415351294]], [[-0.14044600054740963]], [[-0.14464060888076283]], [[-0.14866185685338204]], [[-0.1525308461341239]], [[-0.15628313384238546]], [[-0.15993510800508362]], [[-0.16352113667198018]], [[-0.1670625202005311]], [[-0.17057855409809478]], [[-0.17406562385402796]], [[-0.17753365331469795]], [[-0.18098028046823564]], [[-0.18440196845806256]], [[-0.18779971627767128]], [[-0.19117426962189374]], [[-0.19452535227605044]], [[-0.21077368291489743]], [[-0.22644843865823058]], [[-0.24159830789714415]], [[-0.2561935138103529]], [[-0.27025414172286705]], [[-0.2837885285423696]], [[-0.2968016008828482]], [[-0.3093107840997664]], [[-0.32131280894808667]], [[-0.3328249999002631]], [[-0.3438523925870102]], [[-0.3543995211807369]], [[-0.36448433069121194]], [[-0.37410265101848517]], [[-0.3832723748450554]], [[-0.39199836264515936]], [[-0.4002847863028874]], [[-0.40815045298467495]], [[-0.41559010550254527]], [[-0.4226224707231489]], [[-0.42925820899537676]], [[-0.4354804157943935]], [[-0.44130879143892204]], [[-0.4465956768678711]], [[-0.45130099451598793]], [[-0.4553493535190864]], [[-0.4585477937307455]], [[-0.4610360456707809]], [[-0.4622349056277932]], [[-0.46276111730657477]], [[-0.4619302397297014]], [[-0.460140101985553]], [[-0.4567487668091667]], [[-0.4521503131511741]], [[-0.4459575999208517]], [[-0.43818975077685296]], [[-0.4286342564977865]], [[-0.41690536588519794]], [[-0.40293207991213764]], [[-0.3863087091747654]], [[-0.3668383455642925]], [[-0.344352350677954]], [[-0.31843015346726744]], [[-0.28779918042864083]], [[-0.25284828097343187]], [[-0.2138914491001002]], [[-0.17080772861463547]], [[-0.1201386433915796]], [[-0.06334335821193761]], [[0.0003717728222645926]]], [[[0.0004020999948304102]], [[0.057992251222120234]], [[0.10961362086488534]], [[0.15593265428801398]], [[0.1953567257775744]], [[0.23105395200113016]], [[0.26305326524613665]], [[0.2911381813234179]], [[0.31465659226739673]], [[0.33483112402531584]], [[0.35214900581874176]], [[0.36687397801842314]], [[0.3791658894088033]], [[0.3894125422334954]], [[0.3976545136335922]], [[0.4042353886813614]], [[0.4092906943845297]], [[0.41293211408769476]], [[0.41555808039798386]], [[0.4167213561021896]], [[0.41721010806551084]], [[0.41651106433522234]], [[0.4150714838251858]], [[0.41256420592660337]], [[0.40938188039492346]], [[0.40540153882695185]], [[0.4007724128822073]], [[0.39554859019654576]], [[0.3897464565128666]], [[0.3834976466721486]], [[0.3768055117683588]], [[0.3697563249181165]], [[0.3623468640864684]], [[0.35457362173837703]], [[0.3464440668391232]], [[0.33794676533822865]], [[0.329083601450909]], [[0.31985527034873457]], [[0.31025201409551056]], [[0.3002821642128705]], [[0.28993590986321444]], [[0.27921459989843267]], [[0.2681187517791048]], [[0.25663972002090696]], [[0.24478457888378113]], [[0.23254462715836996]], [[0.21992071934497287]], [[0.20691348150674316]], [[0.1935151089906728]], [[0.17973367255487674]], [[0.16556121205958682]], [[0.16264998588741605]], [[0.15971939288246328]], [[0.15677111941462127]], [[0.15380684962792915]], [[0.1508282660089531]], [[0.14783705005602765]], [[0.14483488302870054]], [[0.14182344674978029]], [[0.13879211403899766]], [[0.13573234396456144]], [[0.13266063982374748]], [[0.1295729353208316]], [[0.12646889571241787]], [[0.1233536586199467]], [[0.12020712275197026]], [[0.11703082299695695]], [[0.11366138739073539]], [[0.11002311125496951]], [[0.1060578144521761]], [[0.10201323622875025]], [[0.09750475351080429]], [[0.09249457651108939]], [[0.0869276363659844]], [[0.08080039469173533]], [[0.07410441269211 | 4D array with the moment coefficients of the airfoils. Dimension 0 is along the blade span for n_span stations, dimension 1 is along the angles of attack, dimension 2 is along the Reynolds number, dimension 3 is along the number of tabs, which may describe multiple sets at the same station, for example in presence of a flap.
aeroelastic_qblade.V_out | output | m/s | 11.4 | wind speed vector from the OF simulations
aeroelastic_qblade.P_out | output | W | 0 | rotor electrical power
aeroelastic_qblade.Cp_out | output |  | 0.4236 | rotor aero power coefficient
aeroelastic_qblade.Ct_out | output |  | 0.72759 | rotor aero thrust coefficient
aeroelastic_qblade.Omega_out | output | rpm | 12.0976 | rotation speeds to run
aeroelastic_qblade.pitch_out | output | deg | 0 | pitch angles to run
aeroelastic_qblade.AEP | output | kW*h | 0 | annual energy production reconstructed from the openfast simulations
aeroelastic_qblade.rotor_overspeed | output |  | -0.0021517 | Maximum percent overspeed of the rotor during all OpenFAST simulations
aeroelastic_qblade.max_nac_accel | output | m/s**2 | 2.5994 | Maximum nacelle acceleration magnitude all OpenFAST simulations
aeroelastic_qblade.avg_pitch_travel | output | deg/s | 0 | Average pitch travel
aeroelastic_qblade.pitch_duty_cycle | output | deg/s | 0 | Average pitch travel
aeroelastic_qblade.max_pitch_rate_sim | output | deg/s | 0 | Maximum pitch command rate over all simulations
aeroelastic_qblade.max_TipDxc | output | m | 3.8254 | Maximum of channel TipDxc, i.e. out of plane tip deflection. For upwind rotors, the max value is tower the tower
aeroelastic_qblade.blade_maxTD_Mx | output | kN*m | [4641.361, 4401.712079194851, 4060.5438248766072, 3648.807823042424, 3001.597416776848, 2270.8033411034535, 1830.185067925855, 1624.719235225624, 1471.2832821948753, 1301.0049133959792, 1114.2222685070703, 929.09027501139, 746.3275554893428, 538.4874828570285, 375.1711735498858, 324.4537279578015, 307.9508090190165, 293.5921394631697, 267.2545285377723, 228.40374860200177, 187.4359805608678, 151.21561860321077, 115.91924368738965, 84.5940908963806, 57.510957622382406, 32.769217510905385, 16.408315737541848, 8.25344722309772, 2.3115301844820513, 2.6645352591003757e-15] | distributed moment around blade-aligned x-axis corresponding to maximum blade tip deflection
aeroelastic_qblade.blade_maxTD_My | output | kN*m | [13467.325, 13440.935790032834, 13365.433284563114, 13237.991270164353, 12282.004115913805, 10687.08621834932, 9430.411214088008, 8570.761067120295, 7815.6229109700025, 7091.451307767112, 6396.04857860403, 5740.71951536075, 5123.779433300539, 4539.071091738281, 3990.144721336306, 3480.3969738272594, 3001.7421761076525, 2558.430564532192, 2152.780111072473, 1775.3076292073195, 1434.5664598188002, 1132.0179484012795, 855.4914216301945, 621.4250279963667, 427.7675694733388, 257.8172495108538, 141.22103646937327, 72.6625201668483, 20.686910746005715, 0.0] | distributed moment around blade-aligned y-axis corresponding to maximum blade tip deflection
aeroelastic_qblade.blade_maxTD_Fz | output | kN | [643.0585625, 600.0283194588334, 564.3435912954902, 539.1749043580239, 523.6278613406274, 511.4424535262861, 496.7565343019518, 478.3975146612741, 457.9972575251661, 436.37987635452646, 413.7390866840548, 388.8556070728894, 359.7313614655457, 322.8621552172635, 285.379933657134, 255.06532233387722, 229.19453812429384, 205.68347954560392, 183.6881493250415, 163.44655641187924, 143.97997026490177, 124.47890806854949, 105.30251264636685, 86.53287226492674, 67.55343145156812, 48.553290391568126, 32.299680759895224, 19.482133578694693, 8.505633000382742, 5.773159728050814e-15] | distributed force in blade-aligned z-direction corresponding to maximum blade tip deflection
aeroelastic_qblade.max_RootMyb | output | kN*m | 13467.325 | Maximum of the signals RootMyb1, RootMyb2, ... across all n blades representing the maximum blade root flapwise moment
aeroelastic_qblade.max_RootMyc | output | kN*m | 13467.325 | Maximum of the signals RootMyb1, RootMyb2, ... across all n blades representing the maximum blade root out of plane moment
aeroelastic_qblade.max_RootMzb | output | kN*m | 106.0981 | Maximum of the signals RootMzb1, RootMzb2, ... across all n blades representing the maximum blade root torsional moment
aeroelastic_qblade.DEL_RootMyb | output | kN*m | 3796.6017 | damage equivalent load of blade root flap bending moment in out-of-plane direction
aeroelastic_qblade.max_aoa | output | deg | [53.49430425926101, 47.10328158023936, 40.31436761806338, 33.60694885253906, 27.46041176347234, 22.35414283066918, 18.767528533935547, 16.457644989763075, 14.708643122048208, 13.290521621704102, 12.025860143572721, 10.950629017878521, 10.154912948608398, 9.580511939098612, 9.125578239090851, 8.814724922180176, 8.591350420215583, 8.41810219680213, 8.348466873168945, 8.359823262249982, 8.380913699114764, 8.3922700881958, 8.38453162685276, 8.365399512487803, 8.340998649597168, 8.30732764849581, 8.259323362093093, 8.201518058776855, 8.138444006934938, 8.074633474955183] | maxima of the angles of attack distributed along blade span
aeroelastic_qblade.std_aoa | output | deg | [22.40020991953147, 19.705291325116345, 16.86990716956654, 14.082039482619129, 11.529670294011183, 9.400781633479772, 7.883355530761978, 6.875624725017836, 6.103392417613162, 5.495996331593677, 4.983520616976437, 4.557731788673906, 4.2404911170749235, 4.007427774033493, 3.8221063787671943, 3.6882913727102338, 3.5841982341767125, 3.501156346998415, 3.462601010886073, 3.4568619626396937, 3.4537866852029846, 3.449087097502232, 3.4384325589914804, 3.4223265865652963, 3.403732335310748, 3.3825499386952607, 3.3572478859090134, 3.3286418656232044, 3.2975475665090306, 3.264780677237689] | standard deviation of the angles of attack distributed along blade span
aeroelastic_qblade.mean_aoa | output | deg | [40.559227803841345, 35.37025098566737, 29.540980849028887, 23.620151747218518, 18.156498033528894, 13.698754061252636, 10.795654183682375, 9.140207107651422, 7.941935419741216, 7.024344292866542, 6.25997470361236, 5.635447029069214, 5.145385542910296, 4.724453910996369, 4.372478525978669, 4.18182775171611, 4.111497222148992, 4.063853777421376, 4.046322590697824, 4.146271757108356, 4.352093733078907, 4.522750233717911, 4.616458299672947, 4.69253670557162, 4.761599767492403, 4.8282775657062, 4.889577982309224, 4.944682036117918, 4.992770745948722, 5.033025130618077] | mean of the angles of attack distributed along blade span
aeroelastic_qblade.hub_Fxyz | output | kN | [1016.546875, 1.1263192138671876, -593.5698125] | Maximum hub forces in the non rotating frame
aeroelastic_qblade.hub_Mxyz | output | kN*m | [6865.158, -3297.3685, 322.809125] | Maximum hub moments in the non rotating frame
aeroelastic_qblade.max_TwrBsMyt | output | kN*m | 92917.872 | maximum of L2-norm of tower base moment around x,y,z
aeroelastic_qblade.max_TwrBsMyt_ratio | output |  | 0.92918 | ratio of maximum of tower base bending moment in fore-aft direction to maximum allowable bending moment
aeroelastic_qblade.DEL_TwrBsMyt | output | kN*m | 35475.4309 | damage equivalent load of L2-norm of tower base moment around x,y,z
aeroelastic_qblade.DEL_TwrBsMyt_ratio | output |  | 0.35475 | ratio of damage equivalent load of tower base bending moment in fore-aft direction to maximum allowable bending moment
aeroelastic_qblade.max_XtbMom | output |  | 8931.33 | maximum of tower base bending moment in side-side direction
aeroelastic_qblade.max_YtbMom | output |  | 92917.872 | maximum of tower base bending moment in fore-aft direction
aeroelastic_qblade.max_ZtbMom | output |  | 583.8614 | maximum of tower base bending moment in torsion
aeroelastic_qblade.DEL_XtbMom | output |  | 4758.3071 | damage equivalent load of tower base bending moment in side-side direction
aeroelastic_qblade.DEL_YtbMom | output |  | 35892.4393 | damage equivalent load of tower base bending moment in fore-aft direction
aeroelastic_qblade.DEL_ZtbMom | output |  | 312.4695 | damage equivalent load of tower base bending moment in torsion
aeroelastic_qblade.DEL_XtbMom_ratio | output |  | 0 | ratio of damage equivalent load of tower base bending moment in side-side direction to maximum allowable bending moment
aeroelastic_qblade.DEL_YtbMom_ratio | output |  | 0 | ratio of damage equivalent load of tower base bending moment in fore-aft direction to maximum allowable bending moment
aeroelastic_qblade.DEL_ZtbMom_ratio | output |  | 0 | ratio of damage equivalent load of tower base bending moment in torsion to maximum allowable bending moment
aeroelastic_qblade.tower_maxMy_Fx | output | kN | [1381.1855, 1369.7419479268262, 1357.8084178880151, 1345.409781915205, 1332.2672149578461, 1318.7023203599115, 1305.4223957914323, 1292.4794560170467, 1279.7091178112862, 1267.1100726642553, 1254.6740153592946, 1242.4071843439756, 1230.3184800627077, 1218.3987798250437, 1206.651510104111, 1195.0831687964046, 1183.687868231438, 1172.4581477381917, 1161.3871661079877, 1150.471573791663, 1139.713706724615, 1129.114301725887, 1118.667904848742, 1108.3716053409257, 1098.070557943313, 1087.8143554712274, 1078.2643980683602, 1069.6597107563202, 1061.68495928459, 1054.421125] | distributed force in tower-aligned x-direction corresponding to maximum fore-aft moment at tower base
aeroelastic_qblade.tower_maxMy_Fy | output | kN | [1.0653428955078126, 1.7790379266553624, 2.394922147816616, 2.8833820158007315, 3.253132307503493, 3.5621509540532545, 3.864122484035686, 4.167489516045931, 4.455613533882362, 4.721242112643346, 4.9713843756016125, 5.200547684383479, 5.400171314000107, 5.582746792863089, 5.738471666825269, 5.8597145476343675, 5.97235698988756, 6.043826284234836, 6.051397814557006, 6.051337355773641, 6.051222036389148, 6.028352578793994, 5.937239406391691, 5.815210533111935, 5.684995269620908, 5.515847093705928, 5.28823026272675, 4.9306398165581395, 4.39437699173055, 3.7379042968750005] | distributed force in tower-aligned y-direction corresponding to maximum fore-aft moment at tower base
aeroelastic_qblade.tower_maxMy_Fz | output | kN | [-4278.1900000000005, -4183.5811330015285, -4084.618814397287, -3981.5354802110614, -3871.4246926026294, -3757.7020947385104, -3647.8068822602136, -3542.1790087968916, -3439.1071060447125, -3338.6584150357494, -3240.657759711041, -3145.1306164565085, -3052.1658425636806, -2961.576070426336, -2873.3942834502336, -2787.678667486195, -2704.2426902717207, -2623.129721237035, -2544.3621715427435, -2467.758789444858, -2393.3985201434425, -2321.2875478159767, -2251.248646430787, -2183.3993175124747, -2116.8670389986105, -2051.7841246815733, -1992.0457559928952, -1938.8328799014205, -1890.0828890480843, -1846.487625] | distributed force in tower-aligned z-direction corresponding to maximum fore-aft moment at tower base
aeroelastic_qblade.tower_maxMy_Mx | output | kN*m | [4018.801, 3964.743741553569, 3926.6497903358068, 3914.015788537368, 3919.9025528630705, 3931.369913080523, 3942.7560406851403, 3953.8509665861834, 3965.8333227243565, 3978.4310638105626, 3991.83885314605, 4005.933117969937, 4020.464574284841, 4035.577157796808, 4051.153868537301, 4067.0412399742004, 4083.3625490764434, 4099.922751112365, 4116.5537223699175, 4133.36551928397, 4150.15628870067, 4166.800418113947, 4183.388780721493, 4199.699893921264, 4214.771860447418, 4228.9890765836535, 4245.946421529724, 4268.947721284665, 4298.058101133163, 4331.8395] | distributed moment around tower-aligned x-axis corresponding to maximum fore-aft moment at tower base
aeroelastic_qblade.tower_maxMy_My | output | kN*m | [92917.872, 89235.43974809968, 85588.07617432045, 81976.28655314927, 78399.63821852919, 74857.52923584987, 71349.82298050016, 67876.04343055758, 64435.63169267139, 61028.120405416725, 57653.02738761955, 54309.91436404173, 50998.35089962036, 47717.87572171096, 44468.08393837154, 41248.583513084406, 38058.95471591193, 34898.742578552694, 31767.505191796987, 28664.864688865597, 25590.40907540863, 22543.74052852859, 19524.497949227072, 16532.26528108777, 13566.545491415756, 10627.040812465519, 7713.8442997490665, 4826.637314232535, 1965.058649984624, -870.5478125000009] | distributed moment around tower-aligned x-axis corresponding to maximum fore-aft moment at tower base
aeroelastic_qblade.tower_maxMy_Mz | output | kN*m | [78.5314765625, 79.56875458102269, 80.31272055313102, 80.56241353746438, 80.47097133831164, 80.30363748143691, 80.16295923982463, 80.05603849255773, 79.9575313884485, 79.86573917381138, 79.78009330477981, 79.69994791918809, 79.62412804122967, 79.55092576017532, 79.48373453456712, 79.42646349197015, 79.37744149786566, 79.33153106223271, 79.28462593946225, 79.23812558915236, 79.19270445898044, 79.14855742770973, 79.10548946509624, 79.06371657117127, 79.02930647794108, 79.00001941232024, 78.94980555005328, 78.59201164510924, 77.69358033278259, 76.51074999999999] | distributed moment around tower-aligned x-axis corresponding to maximum fore-aft moment at tower base
aeroelastic_qblade.Max_PtfmPitch | output |  | 6.03 | Maximum platform pitch angle over a set of QBlade simulations
aeroelastic_qblade.Std_PtfmPitch | output | deg | 1.5058 | standard deviation of platform pitch angle
aeroelastic_qblade.Max_Offset | output | m | 17.4859 | Maximum distance in surge/sway direction
aeroelastic_qblade.Mean_PtfmPitch | output |  | 3.7333 | Maximum of mean platform pitch angles over a set of QBlade simulations
aeroelastic_qblade.damage_blade_root_sparU | output |  | 3.2485e-34 | Miner's rule cumulative damage to upper spar cap at blade root
aeroelastic_qblade.damage_blade_root_sparL | output |  | 3.2513e-34 | Miner's rule cumulative damage to lower spar cap at blade root
aeroelastic_qblade.damage_blade_maxc_teU | output |  | 9.061e-11 | Miner's rule cumulative damage to upper trailing edge at blade max chord
aeroelastic_qblade.damage_blade_maxc_teL | output |  | 9.863e-11 | Miner's rule cumulative damage to lower trailing edge at blade max chord
aeroelastic_qblade.damage_lss | output |  | 2.9734 | Miner's rule cumulative damage to low speed shaft at hub attachment
aeroelastic_qblade.damage_tower_base | output |  | 0.073485 | Miner's rule cumulative damage at tower base
aeroelastic_qblade.damage_monopile_base | output |  | 0 | Miner's rule cumulative damage at monopile base
aeroelastic_qblade.qblade_failed | output |  | 0 | Numerical value for whether any qblade runs failed. 0 if false, 2 if true
aeroelastic_qblade.ts_out_dir | output | n/a | /home/rease/giuliani/Software/QBtoWEIS/qb_examples/00_run_test/run_test/qblade_runs/iteration_0
dac_ivc.te_flap_ext | output |  | []
dac_ivc.te_flap_start | output |  | [] | 1D array of the start positions along blade span of the trailing edge flap(s). Only values between 0 and 1 are meaningful.
dac_ivc.te_flap_end | output |  | [] | 1D array of the end positions along blade span of the trailing edge flap(s). Only values between 0 and 1 are meaningful.
dac_ivc.chord_start | output |  | [] | 1D array of the positions along chord where the trailing edge flap(s) start. Only values between 0 and 1 are meaningful.
dac_ivc.delta_max_pos | output | rad | [] | 1D array of the max angle of the trailing edge flaps.
dac_ivc.delta_max_neg | output | rad | [] | 1D array of the min angle of the trailing edge flaps.
financese_post.plant_aep | output | USD/kW/h | 0
financese_post.capacity_factor | output |  | 0 | Capacity factor of the wind farm
financese_post.lcoe | output | USD/kW/h | inf | Levelized cost of energy: LCOE is the cost that, if assigned to every unit of electricity by an asset over an evaluation period, will equal the total costs during that same period when discounted to the base year.
financese_post.lvoe | output | USD/kW/h | inf | Levelized value of energy: LVOE is the discounted sum of total value divided by the discounted sum of electrical energy generated.
financese_post.value_factor | output |  | inf | Value factor is the LVOE divided by a benchmark price.
financese_post.nvoc | output | USD/kW/year | -295.6656 | Net value of capacity: NVOC is the difference in an asset’s total annualized value and annualized cost, divided by the installed capacity of the asset. NVOC ≥ 0 for economic viability.
financese_post.nvoe | output | USD/kW/h |  | Net value of energy: NVOE is the difference between LVOE and LCOE. NVOE ≥ 0 for economic viability.
financese_post.slcoe | output | USD/kW/h |  | System LCOE: SLCOE is the negative of NVOE but further adjusted by a benchmark price. System LCOE ≤ benchmark price for economic viability.
financese_post.bcr | output |  | 0.28869 | Benefit cost ratio: BCR is the discounted sum of total value divided by the discounted sum of total cost. A higher BCR is more competitive. BCR ≥ 1 for economic viability
financese_post.cbr | output |  | 3.4639 | Cost benefit ratio: CBR is the inverse of BCR. CBR ≤ 1 for economic viability. A lower CBR is more competitive.
financese_post.roi | output |  | -0.71131 | Return on investment: ROI can also be expressed as BCR – 1. A higher ROI is more competitive. ROI ≥ 0 for economic viability.
financese_post.pm | output |  | -2.4639 | Profit margin: PM can also be expressed as 1 - CBR. A higher PM is more competitive. PM ≥ 0 for economic viability.
financese_post.plcoe | output | USD/kW/h | 0.24594 | Profitability adjusted PLCOE is the product of a benchmark price and CBR, which is equal to LCOE divided by value factor. A lower PLCOE is more competitive. PLCOE ≤ benchmark price for economic viability.
rlds_post.brs.d_r | output | m | 0 | Root fastener circle diameter
rlds_post.brs.ratio | output |  | 0 | Ratio of recommended diameter over actual diameter. It can be constrained to be smaller than 1
rlds_post.constr.constr_max_strainU_spar | output |  | [0.20394825688917334, 0.20394825688917334, 0.20394825688917334, 0.20394825688917334, 0.20394825688917334, 0.20394825688917334, 0.20394825688917334, 0.20394825688917334, 0.20394825688917334, 0.20394825688917334, 0.20394825688917334, 0.20394825688917334, 0.20394825688917334, 0.20394825688917334, 0.20394825688917334, 0.20394825688917334, 0.20394825688917334, 0.20394825688917334, 0.20394825688917334, 0.20394825688917334, 0.20394825688917334, 0.20394825688917334, 0.20394825688917334, 0.20394825688917334, 0.20394825688917334, 0.20394825688917334, 0.20394825688917334, 0.20394825688917334, 0.20394825688917334, 0.20394825688917334] | constraint for maximum strain in spar cap suction side
rlds_post.constr.constr_max_strainL_spar | output |  | [0.18550070072038113, 0.18550070072038113, 0.18550070072038113, 0.18550070072038113, 0.18550070072038113, 0.18550070072038113, 0.18550070072038113, 0.18550070072038113, 0.18550070072038113, 0.18550070072038113, 0.18550070072038113, 0.18550070072038113, 0.18550070072038113, 0.18550070072038113, 0.18550070072038113, 0.18550070072038113, 0.18550070072038113, 0.18550070072038113, 0.18550070072038113, 0.18550070072038113, 0.18550070072038113, 0.18550070072038113, 0.18550070072038113, 0.18550070072038113, 0.18550070072038113, 0.18550070072038113, 0.18550070072038113, 0.18550070072038113, 0.18550070072038113, 0.18550070072038113] | constraint for maximum strain in spar cap pressure side
rlds_post.constr.constr_max_strainU_te | output |  | [0.0, 0.0, 0.0, 0.0, 0.0, 0.0, 0.0, 0.0, 0.0, 0.0, 0.0, 0.0, 0.0, 0.0, 0.0, 0.0, 0.0, 0.0, 0.0, 0.0, 0.0, 0.0, 0.0, 0.0, 0.0, 0.0, 0.0, 0.0, 0.0, 0.0] | constraint for maximum strain in trailing edge suction side
rlds_post.constr.constr_max_strainL_te | output |  | [0.0, 0.0, 0.0, 0.0, 0.0, 0.0, 0.0, 0.0, 0.0, 0.0, 0.0, 0.0, 0.0, 0.0, 0.0, 0.0, 0.0, 0.0, 0.0, 0.0, 0.0, 0.0, 0.0, 0.0, 0.0, 0.0, 0.0, 0.0, 0.0, 0.0] | constraint for maximum strain in trailing edge pressure side
rlds_post.constr.constr_flap_f_margin | output |  | [0.0, 0.0, 0.0, 0.0, 0.0] | constraint on flap blade frequency such that ratio of 3P/f is above or below gamma with constraint <= 0
rlds_post.constr.constr_edge_f_margin | output |  | [0.0, 0.0, 0.0, 0.0, 0.0] | constraint on edge blade frequency such that ratio of 3P/f is above or below gamma with constraint <= 0
rlds_post.strains.strainU_spar | output |  | [-0.0008157930275566934, -0.0013469609486182733, -0.0012004671235498886, -0.0012466232267177692, -0.0016536038542190785, -0.0018162116240107913, -0.001747518280490886, -0.0016913552394675687, -0.0016596498695465218, -0.001611312221358093, -0.0015477894921234305, -0.0014920664128913377, -0.0014562141798272956, -0.001429945320566394, -0.0014006609237876369, -0.001375173790323908, -0.00134815924618561, -0.0013188863642983066, -0.0012926067737283463, -0.0012636914110154176, -0.0011931357252140627, -0.001066893907195351, -0.0009273311164677588, -0.0007919769503257584, -0.000658934013537156, -0.0004974772364949895, -0.0003630248832667919, -0.00027917364575103984, -0.00020330814641671835, -1.3870246713604767e-20] | strain in spar cap on upper surface at location xu,yu_strain with loads P_strain
rlds_post.strains.strainL_spar | output |  | [0.0007420028028815246, 0.001202833207135489, 0.0010234436386404354, 0.0010117546655447939, 0.0013281588587623087, 0.001485034970156768, 0.001452826066388452, 0.0014133613974458745, 0.0013959534887730961, 0.0013661651939340287, 0.0013222265954198527, 0.0012843865510580184, 0.0012736938979878082, 0.0012760192688596411, 0.0012695691480496736, 0.0012539921822855094, 0.001229688680929153, 0.001199606486124986, 0.0011718165202975147, 0.0011457233222664088, 0.0010819360069257013, 0.0009659644255394812, 0.0008365881026036169, 0.0007111356289759926, 0.0005883856611849929, 0.0004400487216279468, 0.0003171511498572232, 0.00024082359074240037, 0.0001718608047703915, -1.3128545448113688e-20] | strain in spar cap on lower surface at location xl,yl_strain with loads P_strain
rlds_post.strains.strainU_te | output |  | [-0.00034392139624044217, 0.0002113902593553397, 0.0007472887911531546, 0.0016150729645912926, 0.002044648007012926, 0.0018465779146196544, 0.0014766970056179674, 0.001280834805775333, 0.0011810811334088292, 0.0010770879462857757, 0.0009581093783261193, 0.0008448944004562767, 0.0007466809038203145, 0.0006307425501829191, 0.000525461967216365, 0.0004903422542804503, 0.00048538550507790616, 0.0004875489238621786, 0.000482817950793965, 0.00046497137199421836, 0.00042437944538421097, 0.0003583851552525631, 0.0002857069883880023, 0.0002267633900229226, 0.00017738420473917456, 0.00012473180331788457, 8.487290662980611e-05, 6.422243207585605e-05, 4.3604500290257814e-05, -3.074859213051463e-20] | strain in trailing-edge panels on upper surface at location xu,yu_te with loads P_te
rlds_post.strains.strainL_te | output |  | [-0.00034392139624044217, 0.0007063738038830927, 0.0011535916316305623, 0.0019702087797556357, 0.0022869007294599526, 0.0020130748739794575, 0.0016171347437621796, 0.0014106897617849475, 0.0013087234415092635, 0.001202385861137489, 0.001079368553025761, 0.0009620860867367091, 0.000864038640053228, 0.000750996741319699, 0.0006525305631330427, 0.0006339866766241424, 0.0006487416808030976, 0.0006682347845406838, 0.0006756604338384145, 0.0006652741067555504, 0.0006219123242192011, 0.000545249829620119, 0.0004543191507401341, 0.00036767161918895106, 0.00028535973050160544, 0.00019603505163953583, 0.00012720255277362782, 8.875480182209941e-05, 5.8612209547963603e-05, -3.074859213051463e-20] | strain in trailing-edge panels on lower surface at location xl,yl_te with loads P_te
rlds_post.strains.axial_root_sparU_load2stress | output | m**2 | [0.0, 0.0, -1.056906950428821, -0.275515888643169, 1.2064241460780156, 0.0] | Linear conversion factors between loads [Fx-z; Mx-z] and axial stress in the upper spar cap at blade root
rlds_post.strains.axial_root_sparL_load2stress | output | m**2 | [0.0, 0.0, -1.056906950428821, 0.28778941852995915, -1.206487982741595, 0.0] | Linear conversion factors between loads [Fx-z; Mx-z] and axial stress in the lower spar cap at blade root
rlds_post.strains.axial_maxc_teU_load2stress | output | m**2 | [0.0, 0.0, -1.4254376133142983, -5.997803545933525, -0.9206939479907762, 0.0] | Linear conversion factors between loads [Fx-z; Mx-z] and axial stress in the upper trailing edge at blade max chord
rlds_post.strains.axial_maxc_teL_load2stress | output | m**2 | [0.0, 0.0, -1.4254376133142983, -6.048889263196856, -1.1115562522079194, 0.0] | Linear conversion factors between loads [Fx-z; Mx-z] and axial stress in the lower trailing edge at blade max chord
sse_tune.aeroperf_tables.Cp | output |  | [[[0.007905770890530869], [0.02092877926123094], [0.03755652776164071], [0.05612042054736052], [0.07261697719095161], [0.0839088248950807], [0.08747118363977596], [0.08356997411324793], [0.07325293386358442], [0.05538543819548366]], [[0.06282374836755228], [0.11047988612395998], [0.14753029266615583], [0.1685231227998694], [0.17088718150440357], [0.15397832537098785], [0.11989256863677299], [0.0683934619987047], [0.006777290810390654], [-0.055351652650777454]], [[0.17757547403504997], [0.24245013370752336], [0.28014592453077436], [0.2719078268273721], [0.22405502216509376], [0.1494384724361514], [0.049864128143369095], [-0.0609531346784195], [-0.16686474340737992], [-0.26848250149507685]], [[0.30854936074182054], [0.39362007325100135], [0.38500102854189305], [0.3164505750091018], [0.21377602308987537], [0.06886089915674402], [-0.10139132065301831], [-0.2714931024996587], [-0.43037375063075084], [-0.5960892409783943]], [[0.43782487306159296], [0.48066982053054014], [0.42583157339364486], [0.32522734501860895], [0.15648376722776772], [-0.07137333878534137], [-0.3241910100275699], [-0.558715841958895], [-0.8301140067862591], [-1.0589259346018862]], [[0.43987639050314536], [0.4797271584294734], [0.4458811731508253], [0.30937055407798625], [0.058651233300958575], [-0.2711798634051552], [-0.6222068466476678], [-0.9533001869108231], [-1.3774356732177957], [-1.6988531721271827]], [[0.3835994125275982], [0.4479339847516684], [0.4536202796293773], [0.27070098615929417], [-0.08087645265156664], [-0.5357815961492376], [-1.0033660881493673], [-1.4985356507386574], [-2.0961608987758606], [-2.556313226243372]], [[0.299710899114709], [0.414783499654219], [0.4493853827254136], [0.20929037195099498], [-0.26600963804871425], [-0.8722252496337746], [-1.4778592466616647], [-2.213365023758826], [-3.0139143351589515], [-3.6702303435980435]], [[0.19694358603001566], [0.3772466041227533], [0.4319336977383338], [0.1235979196305892], [-0.5015746347739105], [-1.288266913324502], [-2.060207831594975], [-3.1116641147382627], [-4.159459828848431], [-5.076384062181489]], [[0.0913794055219996], [0.33257586786879056], [0.40140355554529483], [0.011375434451049231], [-0.7927989944170251], [-1.7917306645202447], [-2.769149012679321], [-4.209883920685912], [-5.561694361073077], [-6.808712032899272]]] | table of aero power coefficient
sse_tune.aeroperf_tables.Ct | output |  | [[[0.12931518580789095], [0.12969339619202921], [0.13338637127284436], [0.13839307059057462], [0.14026933171768272], [0.13609836433966918], [0.12585010480786837], [0.11218815400139134], [0.09429416342352186], [0.07007042142388945]], [[0.24515100185843056], [0.2591309846382983], [0.25940626698806174], [0.2450578250873814], [0.222879481684715], [0.19132745070593746], [0.14441935315900914], [0.08485631067856299], [0.020214344698444717], [-0.042449116016166175]], [[0.4298475632730373], [0.4170901509710323], [0.3893887927398561], [0.3454398686506571], [0.2726260194172053], [0.1768104375688426], [0.06859423499391025], [-0.04139148148210702], [-0.1421856067481958], [-0.21439918311519246]], [[0.6259600452469856], [0.5898652331667433], [0.515259557248455], [0.3995474320101101], [0.254947203658459], [0.09295668193908066], [-0.07288532828557187], [-0.22735211155411253], [-0.3444510550664554], [-0.3823387024560811]], [[0.8408346479027338], [0.7426857046544045], [0.5952294153823665], [0.4089151279216339], [0.19293932196145705], [-0.037099328660375165], [-0.26197799579475], [-0.45407133228575536], [-0.5602918579696693], [-0.5450920785568689]], [[1.0041242409659514], [0.8490532851767632], [0.6468625525112005], [0.3906916967210955], [0.09864551643478789], [-0.20510416395524236], [-0.4913868238608879], [-0.7111686531976851], [-0.7863677179984099], [-0.7171755233038007]], [[1.1488234312494752], [0.9294781373879835], [0.6809102434213581], [0.3518178515074341], [-0.023345554314714682], [-0.4079231037107593], [-0.7574262365482375], [-0.9949265807531373], [-1.026052137129246], [-0.9089424042075207]], [[1.292701222899629], [1.0035841510966321], [0.7015306758782355], [0.2955627987393394], [-0.1712548796862788], [-0.644133865249078], [-1.0578964218648599], [-1.3050653283948983], [-1.2831319453069205], [-1.1262189702422607]], [[1.438561685865097], [1.0748353574255827], [0.7109649700687394], [0.22327894023573977], [-0.34417279011075774], [-0.9124436115899287], [-1.3919056517978465], [-1.6413567469406174], [-1.5610858391384894], [-1.3710115719687948]], [[1.5694589652760533], [1.1447490452426519], [0.7108979032534982], [0.13573901498404828], [-0.5412938620502908], [-1.2122869946208557], [-1.759200552823426], [-2.0041470428794903], [-1.8625502335106023], [-1.6434389709431554]]] | table of aero thrust coefficient
sse_tune.aeroperf_tables.Cq | output |  | [[[0.003956650742391487], [0.010474357421675351], [0.018796151002519614], [0.028086938857284038], [0.036343074026714044], [0.04199437586940049], [0.04377725189338767], [0.04182478909335257], [0.036661355251371756], [0.02771909762984834]], [[0.020212582740794027], [0.035545218130082226], [0.04746562127815322], [0.054219744154722534], [0.05498034398219434], [0.04954017744438602], [0.038573605150066574], [0.02200455314271201], [0.002180489939282197], [-0.017808549921248844]], [[0.042097410587123324], [0.057477097448569874], [0.06641355217192593], [0.06446056523292717], [0.053116210520881085], [0.03542703611431981], [0.011821174559308837], [-0.01445001992011114], [-0.03955824222859141], [-0.06364853120800523]], [[0.05790811266927405], [0.07387406506338433], [0.07225645480188005], [0.05939100151698956], [0.04012118515272602], [0.012923717285588186], [-0.01902898131419034], [-0.05095344592736375], [-0.0807719438520478], [-0.11187319540876402]], [[0.06800305662879956], [0.0746577433957135], [0.06614025465781401], [0.05051438353851419], [0.024305093518021195], [-0.011085722849106526], [-0.05035341975728991], [-0.08677986879652023], [-0.12893349209948676], [-0.16447261160127422]], [[0.05827439013072263], [0.06355378053967692], [0.05906989781018877], [0.040985105708167095], [0.007770057508925686], [-0.03592564069554238], [-0.08242934903161993], [-0.12629226801690527], [-0.1824813186933124], [-0.22506239176445925]], [[0.04430363167248543], [0.051733922487691146], [0.052390658409634264], [0.03126448162460911], [-0.009340787426243589], [-0.06187984057713956], [-0.11588328905178902], [-0.1730726621319767], [-0.24209510586502883], [-0.2952401800324478]], [[0.030681448662188568], [0.04246144764222645], [0.04600364748280545], [0.021425086046160616], [-0.027231445628259583], [-0.08928982662142333], [-0.15128866764713944], [-0.22658250183003578], [-0.30853485215104515], [-0.37572201811189854]], [[0.018103884194560788], [0.034678097273951124], [0.039705165327859115], [0.011361641517687157], [-0.04610685367276734], [-0.11842292242488425], [-0.18938298398932452], [-0.2860372755526367], [-0.3823550721876415], [-0.4666426109192567]], [[0.007622204035176512], [0.02774105508337471], [0.03348215917288881], [0.0009488558376952772], [-0.06612951419206275], [-0.14945311389411256], [-0.23098222906875726], [-0.35115783501296194], [-0.4639160099502257], [-0.5679331358642447]]] | table of aero torque coefficient
sse_tune.aeroperf_tables.pitch_vector | output | deg | [-5.0, -1.1111111111111112, 2.7777777777777777, 6.666666666666666, 10.555555555555555, 14.444444444444443, 18.333333333333332, 22.22222222222222, 26.11111111111111, 30.0] | pitch vector used
sse_tune.aeroperf_tables.tsr_vector | output |  | [2.0, 3.111111111111111, 4.222222222222222, 5.333333333333334, 6.444444444444445, 7.555555555555555, 8.666666666666668, 9.777777777777779, 10.88888888888889, 12.0] | tsr vector used
sse_tune.aeroperf_tables.U_vector | output | m/s | 3 | wind vector used
sse_tune.tune_rosco.VS_Kp | output | s | -1460.7498 | Generator torque control proportional gain at first point in schedule
sse_tune.tune_rosco.VS_Ki | output |  | -154.474 | Generator torque control integral gain at first point in schedule
sse_tune.tune_rosco.flptune_coeff1 | output | rad/s | 0 | First coefficient in denominator of flap controller tuning model
sse_tune.tune_rosco.flptune_coeff2 | output | rad**2/s**2 | 0 | Second coefficient in denominator of flap controller tuning model
sse_tune.tune_rosco.PC_Kp | output | rad | -0.0072661 | Pitch control proportional gain at first pitch angle in schedule
sse_tune.tune_rosco.PC_Ki | output | rad | -0.00078581 | Pitch control integral gain at first pitch angle in schedule
sse_tune.tune_rosco.Flp_Kp | output | rad | 0 | Flap control proportional gain
sse_tune.tune_rosco.Flp_Ki | output | rad | 0 | Flap control integral gain
sse_tune.tune_rosco.PC_GS_angles | output | rad | [0.0512513999054431, 0.07827932722993827, 0.10410661500432461, 0.12402920551145316, 0.13938457295009607, 0.15496146102546426, 0.17080322540089588, 0.18616126956925566, 0.19775913536577108, 0.20946599655006387, 0.2213058620824712, 0.23331092033996279, 0.24552214170399583, 0.2567069549691829, 0.2664778199151479, 0.2762308966438447, 0.28601636800936936, 0.295894587101852, 0.30593026450646876, 0.31618668511930004, 0.325642806792959, 0.3345196023688859, 0.34339553650070853, 0.35229392811407517, 0.36123734592810064, 0.3702479559938141, 0.3793478422774228, 0.3884766325588829, 0.3965959574096201, 0.40460168307433875] | Gain-schedule table: pitch angles
sse_tune.tune_rosco.PC_GS_Kp | output | s | [-0.007266137604094366, -0.006083408413059664, -0.005141218207937415, -0.004372960240246602, -0.003734541466223346, -0.0031956114234991733, -0.0027345952693844373, -0.0023357358380980218, -0.0019872565560219353, -0.0016801791338319691, -0.0014075390297695538, -0.0011638508450816426, -0.0009447354432031078, -0.0007466544552212202, -0.0005667177434706278, -0.0004025414571775639, -0.00025214182136042574, -0.00011385458679223584, 1.372681211783569e-05, 0.0001317992717308599, 0.00024138768341838707, 0.00034337476033626717, 0.00043852486565006696, 0.0005275032040156221, 0.0006108913958919951, 0.0006892002058441438, 0.0007628800136535757, 0.0008323294818268027, 0.0008979027718267164, 0.0009599155848302739] | Gain-schedule table: pitch controller kp gains
sse_tune.tune_rosco.PC_GS_Ki | output |  | [-0.0007858054565550625, -0.0006968529777052389, -0.0006259913172939265, -0.0005682110146344141, -0.000520195853662567, -0.0004796631910798356, -0.00044499039361345876, -0.0004149923726002812, -0.00038878341774954624, -0.0003656882763514426, -0.0003451831486569034, -0.00032685548053243646, -0.00031037591927782714, -0.00029547834591312785, -0.0002819453946106417, -0.0002695977771299654, -0.0002582862947336097, -0.0002478857800584235, -0.00023829044600037874, -0.00022941027457475777, -0.0002211681842072304, -0.00021349778647691272, -0.00020634159400729116, -0.00019964957708443984, -0.00019337799232062856, -0.00018748842536495935, -0.00018194700337630123, -0.0001767237431442561, -0.00017179200835995787, -0.00016712805529366787] | Gain-schedule table: pitch controller ki gains
sse_tune.tune_rosco.Fl_Kp | output |  | 0 | Floating feedback gain
stall_check_of.no_stall_constraint | output |  | [0.0, 0.0, 0.0, 0.0, 0.0, 0.0, 0.0, 1.3624204349778435, 1.333882256520699, 1.290421510288383, 1.2421767457144621, 1.2072082184034982, 1.2471092606174548, 1.3167383617930248, 1.3245808509363217, 1.3198081092800151, 1.3163791890333263, 1.2996296050623002, 1.2920067181248662, 1.2752872728687947, 1.2246388446938208, 1.2220702448288112, 1.2212400007655233, 1.219187354423375, 1.2165694345739373, 1.212956940108936, 1.2078066560884482, 1.201604840536572, 1.194837751477407, 1.1879916469350515] | Constraint, ratio between angle of attack plus a margin and stall angle
stall_check_of.stall_angle_along_span | output | deg | [1e-06, 62.415305227967885, 3.046332801521629, 37.384052822877834, 26.355953009771884, 21.344405925993307, 15.582077140249748, 14.28041787408971, 13.274733341273015, 12.622859766173212, 12.095016540380401, 11.554690356768116, 10.546951663253411, 9.552998869030782, 9.152983279533531, 8.95055347897812, 8.804179417821054, 8.784341549509763, 8.782272457186972, 8.90631596959263, 9.291883799324808, 9.320706627392765, 9.320706627392765, 9.320706627392765, 9.320706627392765, 9.320706627392765, 9.320706627392765, 9.320706627392765, 9.320706627392765, 9.320706627392765] | Stall angle along blade span
tcons_post.constr_tower_f_NPmargin | output |  | 0 | constraint on tower frequency such that ratio of 3P/f is above or below gamma with constraint <= 0
tcons_post.constr_tower_f_1Pmargin | output |  | 0 | constraint on tower frequency such that ratio of 1P/f is above or below gamma with constraint <= 0
tcons_post.tip_deflection_ratio | output |  | 0.52962
tcons_post.blade_tip_tower_clearance | output | m | 10.2385
towerse_post.axial_stress | output | Pa | [[92478018.85605943], [91234234.68907793], [89929014.16883634], [91319212.0525112], [89943052.0020482], [88487435.39492224], [89622459.13063323], [87800428.39648168], [85862995.10280089], [86533105.75205263], [84266720.54196241], [81852981.996412], [82005666.35036655], [79273688.20329334], [76348229.42037876], [75715978.15447327], [72139390.84914419], [68318172.56579636], [66555960.62582892], [62031460.22109829], [57194528.78742253], [53976522.35896129], [48250028.03650833], [42148901.764578976], [37100275.48018327], [30086433.593933944], [22854604.965577446], [16495108.011888074], [10968759.312909491], [10562617.798315175]]
towerse_post.shear_stress | output | Pa | [[4267682.994651743], [4291554.501912155], [4314412.7039030185], [4471511.230342516], [4494417.047751728], [4516552.000478977], [4683968.764762638], [4707815.36206373], [4733042.108068222], [4916650.251370787], [4945712.677432185], [4976397.06332218], [5181235.375993787], [5219962.642363253], [5260814.098068969], [5489373.436971593], [5532692.733557971], [5578355.263952402], [5832364.122114207], [5884858.334366298], [5940164.08514462], [6226322.086503328], [6290046.929203642], [6357191.595473956], [6683506.009270703], [6764964.055486873], [6854425.1735576], [7236311.209647097], [7340994.147990583], [7454745.533663868]]
towerse_post.hoop_stress | output | Pa | [[-20777.91874473662], [-21458.588220266967], [-21981.773754885187], [-23078.892618598886], [-23390.637691876185], [-23625.747377532847], [-24569.038497432004], [-24704.786658441953], [-24793.111964892163], [-25664.805546321295], [-25675.48513082411], [-25652.39492651625], [-26469.813960000793], [-26369.303198642727], [-26242.344044695114], [-27027.705469764907], [-26865.832642338642], [-26682.792452765792], [-27456.313359958385], [-27227.074882292414], [-26979.930402627007], [-27738.5219438401], [-27448.026204544847], [-27141.930822998744], [-27877.692468957688], [-27507.84780208148], [-27123.776260542196], [-27845.12642518245], [-27440.669819812934], [-27023.585713308792]]
towerse_post.hoop_stress_euro | output | Pa | [[0.0], [0.0], [0.0], [0.0], [0.0], [0.0], [0.0], [0.0], [0.0], [0.0], [0.0], [0.0], [0.0], [0.0], [0.0], [0.0], [0.0], [0.0], [0.0], [0.0], [0.0], [0.0], [0.0], [0.0], [0.0], [0.0], [0.0], [0.0], [0.0], [0.0]]
towerse_post.constr_stress | output |  | [[0.4719847363904669], [0.4656968008417324], [0.4590973989165423], [0.4662630592163022], [0.45930615605007635], [0.45194724721995927], [0.4578319203041188], [0.4486215625497881], [0.43883037882875214], [0.44238158852626663], [0.4309353198205409], [0.41874967833348364], [0.41971665021255145], [0.40594272439113965], [0.39120266278713794], [0.388256975995593], [0.37026134164390556], [0.35105714902455454], [0.3425140204419528], [0.31985132244062137], [0.2956836789763249], [0.28007214831142285], [0.25169304723930974], [0.22167205048702363], [0.19776901833304913], [0.1643107487016261], [0.13107212923627415], [0.10544136572749546], [0.08546783495994045], [0.08490414765440234]]
towerse_post.constr_shell_buckling | output |  | [[0.07140406715087419], [0.07068938267795548], [0.0699264041969356], [0.0729091679855992], [0.07196797452252465], [0.07098600947417112], [0.07399309183759258], [0.07302711987904177], [0.07209896299631634], [0.0753459497497028], [0.07441950346860998], [0.07353378945729677], [0.07705638875349631], [0.07620047199777802], [0.07539037684345384], [0.07922718339556853], [0.07840906860062409], [0.07763943105096419], [0.08182984362375201], [0.08107940004518305], [0.08038205012552863], [0.0850030591769777], [0.0843342324250972], [0.08372451703542473], [0.08885488159765086], [0.08828723952905725], [0.087865529168978], [0.09379776447885879], [0.09357574526399386], [0.09350980134642714]]
towerse_post.constr_global_buckling | output |  | [[0.7603440989038157], [0.7543638597462121], [0.7478024892639139], [0.7642013556236203], [0.7570285759451731], [0.7491206661788026], [0.7639249641246665], [0.7533661668376788], [0.7419779887691327], [0.7540101229901851], [0.7402922410140343], [0.7254618699160365], [0.734456166542836], [0.7175626346565983], [0.6991514848538355], [0.702855467598472], [0.6790926938779801], [0.6532854462555857], [0.6485169299488811], [0.6169008462834176], [0.5825237843318039], [0.5662693079561237], [0.524103180758412], [0.4783931415821995], [0.4467533441336309], [0.3925300182720277], [0.33410821021691367], [0.2882154929840609], [0.2432125416611099], [0.2418043462524529]]
tune_rosco_ivc.omega_pc | output | rad/s | 0.2 | Pitch controller natural frequency
tune_rosco_ivc.zeta_pc | output |  | 1 | Pitch controller damping ratio
tune_rosco_ivc.omega_vs | output | rad/s | 0.2 | Generator torque controller natural frequency
tune_rosco_ivc.zeta_vs | output |  | 1 | Generator torque controller damping ratio
tune_rosco_ivc.flp_kp_norm | output |  | 0 | Flap controller normalized gain
tune_rosco_ivc.flp_tau | output | s | 0 | Flap controller integral gain time constant
tune_rosco_ivc.IPC_Kp1p | output | s | 0 | Individual pitch controller 1p proportional gain
tune_rosco_ivc.IPC_Ki1p | output |  | 0 | Individual pitch controller 1p integral gain
tune_rosco_ivc.stability_margin | output |  | 0 | Stability margin for robust tuning
tune_rosco_ivc.omega_pc_max | output |  | 0 | Maximum allowable omega for robust tuning
tune_rosco_ivc.max_pitch | output | rad | 1.57 | Maximum pitch angle , {default = 90 degrees}
tune_rosco_ivc.min_pitch | output | rad | 0 | Minimum pitch angle [rad], {default = 0 degrees}
tune_rosco_ivc.vs_minspd | output | rad/s | 0 | Minimum rotor speed [rad/s], {default = 0 rad/s}
tune_rosco_ivc.ss_cornerfreq | output | rad/s | 0 | First order low-pass filter cornering frequency for setpoint smoother [rad/s]
tune_rosco_ivc.ss_vsgain | output |  | 1 | Torque controller setpoint smoother gain bias percentage [%, <= 1 ], {default = 100%}
tune_rosco_ivc.ss_pcgain | output |  | 0.001 | Pitch controller setpoint smoother gain bias percentage [%, <= 1 ], {default = 0.1%}
tune_rosco_ivc.ps_percent | output |  | 0.8 | Percent peak shaving [%, <= 1 ], {default = 80%}
tune_rosco_ivc.sd_maxpit | output | rad | 0 | Maximum blade pitch angle to initiate shutdown [rad], {default = bld pitch at v_max}
tune_rosco_ivc.sd_cornerfreq | output | rad/s | 0 | Cutoff Frequency for first order low-pass filter for blade pitch angle [rad/s], {default = 0.41888 ~ time constant of 15s}
tune_rosco_ivc.Kp_flap | output | s | 0 | Proportional term of the PI controller for the trailing-edge flaps
tune_rosco_ivc.Ki_flap | output |  | 0 | Integral term of the PI controller for the trailing-edge flaps
tune_rosco_ivc.twr_freq | output | rps | 3.2 | Tower natural frequency
tune_rosco_ivc.ptfm_freq | output | rad/s | 0.2 | Platform natural frequency
tune_rosco_ivc.Kp_float | output | s | 0 | Floating feedback gain
financese.plant_aep | output | USD/kW/h | 2438081220.3712
financese.capacity_factor | output |  | 0.46387 | Capacity factor of the wind farm
financese.lcoe | output | USD/kW/h | 0.10229 | Levelized cost of energy: LCOE is the cost that, if assigned to every unit of electricity by an asset over an evaluation period, will equal the total costs during that same period when discounted to the base year.
financese.lvoe | output | USD/kW/h | 0.069531 | Levelized value of energy: LVOE is the discounted sum of total value divided by the discounted sum of electrical energy generated.
financese.value_factor | output |  | 0.97932 | Value factor is the LVOE divided by a benchmark price.
financese.nvoc | output | USD/kW/year | -133.1268 | Net value of capacity: NVOC is the difference in an asset’s total annualized value and annualized cost, divided by the installed capacity of the asset. NVOC ≥ 0 for economic viability.
financese.nvoe | output | USD/kW/h | -0.032762 | Net value of energy: NVOE is the difference between LVOE and LCOE. NVOE ≥ 0 for economic viability.
financese.slcoe | output | USD/kW/h | 0.10376 | System LCOE: SLCOE is the negative of NVOE but further adjusted by a benchmark price. System LCOE ≤ benchmark price for economic viability.
financese.bcr | output |  | 0.67973 | Benefit cost ratio: BCR is the discounted sum of total value divided by the discounted sum of total cost. A higher BCR is more competitive. BCR ≥ 1 for economic viability
financese.cbr | output |  | 1.4712 | Cost benefit ratio: CBR is the inverse of BCR. CBR ≤ 1 for economic viability. A lower CBR is more competitive.
financese.roi | output |  | -0.32027 | Return on investment: ROI can also be expressed as BCR – 1. A higher ROI is more competitive. ROI ≥ 0 for economic viability.
financese.pm | output |  | -0.47118 | Profit margin: PM can also be expressed as 1 - CBR. A higher PM is more competitive. PM ≥ 0 for economic viability.
financese.plcoe | output | USD/kW/h | 0.10445 | Profitability adjusted PLCOE is the product of a benchmark price and CBR, which is equal to LCOE divided by value factor. A lower PLCOE is more competitive. PLCOE ≤ benchmark price for economic viability.
floatingse.constr_freeboard_heel_margin | output |  | [0.1438664401699839, 0.0, 0.0, 0.0]
floatingse.constr_draft_heel_margin | output |  | [0.004678171019576875, 0.0, 0.0, 0.0]
floatingse.constr_fixed_margin | output |  | [0.2581103038064133, 0.0]
floatingse.constr_fairlead_wave | output |  | 0.094286
floatingse.constr_mooring_surge | output |  | 1576405.6577
floatingse.constr_mooring_heel | output |  | -362900990.5138
floatingse.platform_base_F | output | N | [[3168445.7252609017], [7195.176908624567], [83594.11596944976]]
floatingse.platform_base_M | output | N*m | [[7495112.660804619], [35586418.76216215], [747894.0457041453]]
floatingse.memload0.env.Px | output | N/m | [673.0526993197468, 1845.552280478946, 5080.256582366703, 5290.974949420276, 5510.521889050107, 17382.537375335898, 57189.76716154651, 49752.35149163771, 41151.176156120826, 668.5133753508219, 871.2832204771764]
floatingse.memload0.env.Py | output | N/m | [0.0, 0.0, 0.0, 0.0, 0.0, 0.0, 0.0, 0.0, 0.0, 0.0, 0.0]
floatingse.memload0.env.Pz | output | N/m | [0.0, 0.0, 0.0, 0.0, 0.0, 0.0, 0.0, 0.0, 0.0, 0.0, 0.0]
floatingse.memload0.env.qdyn | output | N/m**2 | [1206419.301359609, 955547.4836598829, 705405.5485439049, 695431.5777514351, 685460.6897982301, 408138.18498867395, 139875.17350293926, 103205.94658301258, 67203.8382204411, 128.56026449054266, 167.55446547638007]
floatingse.memload0.env.wave.U | output | m/s | [0.015039620780533816, 0.04114706077490928, 0.11257469613859242, 0.11719778592947809, 0.12201073152363488, 0.37668760548799546, 1.1629596063532297, 1.3660179204932263, 1.6045311882864075, 0.0, 0.0]
floatingse.memload0.env.wave.W | output | m/s | [-0.015039617727587044, -0.04114705965902988, -0.1125746957307285, -0.11719778553770316, -0.12201073114731421, -0.37668760536610363, -1.1629596063137482, -1.3660179204596135, -1.6045311882577915, 0.0, 0.0]
floatingse.memload0.env.wave.V | output | m/s | [0.0212692335220199, 0.058190730610620814, 0.15920466177082415, 0.1657426980645399, 0.17254923100968808, 0.5327167203727785, 1.6446732477688955, 1.931841069582445, 2.269149767705021, 0.0, 0.0]
floatingse.memload0.env.wave.A | output | m/s**2 | [0.009449672431380285, 0.025853460769453548, 0.07073276767382104, 0.07363754065860752, 0.07666160356275359, 0.23667980281988335, 0.7307090711481968, 0.8582943727387052, 1.0081566787152558, 0.0, 0.0]
floatingse.memload0.env.wave.p | output | N/m**2 | [1206419.185437135, 955546.61595607, 705399.053599522, 695424.5383994089, 685453.0604061941, 408065.4645432082, 139182.0300418595, 102249.61904146941, 65884.39654917191, 0.0, 0.0]
floatingse.memload0.env.wave.phase_speed | output | m/s | 15.6073
floatingse.memload0.env.waveLoads.waveLoads_Px | output | N/m | [673.0526993197468, 1845.552280478946, 5080.256582366703, 5290.974949420276, 5510.521889050107, 17382.537375335898, 57189.76716154651, 49752.35149163771, 41151.176156120826, 0.0, 0.0]
floatingse.memload0.env.waveLoads.waveLoads_Py | output | N/m | [0.0, 0.0, 0.0, 0.0, 0.0, 0.0, 0.0, 0.0, 0.0, 0.0, 0.0]
floatingse.memload0.env.waveLoads.waveLoads_Pz | output | N/m | [0.0, 0.0, 0.0, 0.0, 0.0, 0.0, 0.0, 0.0, 0.0, 0.0, 0.0]
floatingse.memload0.env.waveLoads.waveLoads_qdyn | output | N/m**2 | [0.11592247402641061, 0.867703812837215, 6.494944382981912, 7.039352026220533, 7.629392036052912, 72.72044546574334, 693.1434610797453, 956.3275415431773, 1319.441671269193, 0.0, 0.0]
floatingse.memload0.env.waveLoads.waveLoads_pt | output | N/m**2 | [1206419.301359609, 955547.4836598829, 705405.5485439049, 695431.5777514351, 685460.6897982301, 408138.18498867395, 139875.17350293926, 103205.94658301258, 67203.8382204411, 0.0, 0.0]
floatingse.memload0.env.waveLoads.waveLoads_z | output | m | [-120.0, -94.99969999999999, -69.9994, -68.99969999999999, -68.0, -39.998000000000005, -11.99600000000001, -7.998499999999993, -4.001000000000005, 2.999500000000012, 10.0]
floatingse.memload0.env.waveLoads.waveLoads_beta | output | deg | 0
floatingse.memload0.env.wind.U | output | m/s | [0.0, 0.0, 0.0, 0.0, 0.0, 0.0, 0.0, 0.0, 0.0, 14.487729614136045, 16.539598271477]
floatingse.memload0.env.windLoads.windLoads_Px | output | N/m | [0.0, 0.0, 0.0, 0.0, 0.0, 0.0, 0.0, 0.0, 0.0, 668.5133753508219, 871.2832204771764]
floatingse.memload0.env.windLoads.windLoads_Py | output | N/m | [0.0, 0.0, 0.0, 0.0, 0.0, 0.0, 0.0, 0.0, 0.0, 0.0, 0.0]
floatingse.memload0.env.windLoads.windLoads_Pz | output | N/m | [0.0, 0.0, 0.0, 0.0, 0.0, 0.0, 0.0, 0.0, 0.0, 0.0, 0.0]
floatingse.memload0.env.windLoads.windLoads_qdyn | output | N/m**2 | [0.0, 0.0, 0.0, 0.0, 0.0, 0.0, 0.0, 0.0, 0.0, 128.56026449054266, 167.55446547638007]
floatingse.memload0.env.windLoads.windLoads_z | output | m | [-120.0, -94.99969999999999, -69.9994, -68.99969999999999, -68.0, -39.998000000000005, -11.99600000000001, -7.998499999999993, -4.001000000000005, 2.999500000000012, 10.0]
floatingse.memload0.env.windLoads.windLoads_beta | output | deg | 0
floatingse.memload0.g2e.Px | output | N/m | [0.0, 0.0, 0.0, 0.0, 0.0, 0.0, 0.0, 0.0, 0.0, 0.0, 0.0, 0.0, 0.0, 0.0, 0.0, 0.0, 0.0, 0.0, 0.0, -9999.0, -9999.0, -9999.0, -9999.0, -9999.0, -9999.0, -9999.0, -9999.0, -9999.0, -9999.0, -9999.0, -9999.0, -9999.0, -9999.0, -9999.0, -9999.0, -9999.0, -9999.0, -9999.0, -9999.0, -9999.0, -9999.0, -9999.0, -9999.0, -9999.0, -9999.0, -9999.0, -9999.0, -9999.0, -9999.0, -9999.0, -9999.0, -9999.0, -9999.0, -9999.0, -9999.0, -9999.0, -9999.0, -9999.0, -9999.0, -9999.0, -9999.0, -9999.0, -9999.0, -9999.0, -9999.0, -9999.0, -9999.0, -9999.0, -9999.0, -9999.0, -9999.0, -9999.0, -9999.0, -9999.0, -9999.0, -9999.0, -9999.0, -9999.0, -9999.0, -9999.0, -9999.0, -9999.0, -9999.0, -9999.0, -9999.0, -9999.0, -9999.0, -9999.0, -9999.0, -9999.0, -9999.0, -9999.0, -9999.0, -9999.0, -9999.0, -9999.0, -9999.0, -9999.0, -9999.0, -9999.0, -9999.0, -9999.0, -9999.0, -9999.0, -9999.0, -9999.0, -9999.0, -9999.0, -9999.0, -9999.0, -9999.0, -9999.0, -9999.0, -9999.0, -9999.0, -9999.0, -9999.0, -9999.0, -9999.0, -9999.0, -9999.0, -9999.0, -9999.0, -9999.0, -9999.0, -9999.0, -9999.0, -9999.0, -9999.0, -9999.0, -9999.0, -9999.0, -9999.0, -9999.0, -9999.0, -9999.0, -9999.0, -9999.0, -9999.0, -9999.0, -9999.0, -9999.0, -9999.0, -9999.0, -9999.0, -9999.0, -9999.0, -9999.0, -9999.0, -9999.0, -9999.0, -9999.0, -9999.0, -9999.0, -9999.0, -9999.0, -9999.0, -9999.0, -9999.0, -9999.0, -9999.0, -9999.0, -9999.0, -9999.0, -9999.0, -9999.0, -9999.0, -9999.0, -9999.0, -9999.0, -9999.0, -9999.0, -9999.0, -9999.0, -9999.0, -9999.0, -9999.0, -9999.0, -9999.0, -9999.0, -9999.0, -9999.0, -9999.0, -9999.0, -9999.0, -9999.0, -9999.0, -9999.0, -9999.0, -9999.0, -9999.0, -9999.0, -9999.0, -9999.0, -9999.0, -9999.0, -9999.0, -9999.0, -9999.0, -9999.0]
floatingse.memload0.g2e.Py | output | N/m | [0.0, 0.0, 0.0, 0.0, 0.0, 0.0, 0.0, 0.0, 0.0, 0.0, 0.0, 0.0, 0.0, 0.0, 0.0, 0.0, 0.0, 0.0, 0.0, -9999.0, -9999.0, -9999.0, -9999.0, -9999.0, -9999.0, -9999.0, -9999.0, -9999.0, -9999.0, -9999.0, -9999.0, -9999.0, -9999.0, -9999.0, -9999.0, -9999.0, -9999.0, -9999.0, -9999.0, -9999.0, -9999.0, -9999.0, -9999.0, -9999.0, -9999.0, -9999.0, -9999.0, -9999.0, -9999.0, -9999.0, -9999.0, -9999.0, -9999.0, -9999.0, -9999.0, -9999.0, -9999.0, -9999.0, -9999.0, -9999.0, -9999.0, -9999.0, -9999.0, -9999.0, -9999.0, -9999.0, -9999.0, -9999.0, -9999.0, -9999.0, -9999.0, -9999.0, -9999.0, -9999.0, -9999.0, -9999.0, -9999.0, -9999.0, -9999.0, -9999.0, -9999.0, -9999.0, -9999.0, -9999.0, -9999.0, -9999.0, -9999.0, -9999.0, -9999.0, -9999.0, -9999.0, -9999.0, -9999.0, -9999.0, -9999.0, -9999.0, -9999.0, -9999.0, -9999.0, -9999.0, -9999.0, -9999.0, -9999.0, -9999.0, -9999.0, -9999.0, -9999.0, -9999.0, -9999.0, -9999.0, -9999.0, -9999.0, -9999.0, -9999.0, -9999.0, -9999.0, -9999.0, -9999.0, -9999.0, -9999.0, -9999.0, -9999.0, -9999.0, -9999.0, -9999.0, -9999.0, -9999.0, -9999.0, -9999.0, -9999.0, -9999.0, -9999.0, -9999.0, -9999.0, -9999.0, -9999.0, -9999.0, -9999.0, -9999.0, -9999.0, -9999.0, -9999.0, -9999.0, -9999.0, -9999.0, -9999.0, -9999.0, -9999.0, -9999.0, -9999.0, -9999.0, -9999.0, -9999.0, -9999.0, -9999.0, -9999.0, -9999.0, -9999.0, -9999.0, -9999.0, -9999.0, -9999.0, -9999.0, -9999.0, -9999.0, -9999.0, -9999.0, -9999.0, -9999.0, -9999.0, -9999.0, -9999.0, -9999.0, -9999.0, -9999.0, -9999.0, -9999.0, -9999.0, -9999.0, -9999.0, -9999.0, -9999.0, -9999.0, -9999.0, -9999.0, -9999.0, -9999.0, -9999.0, -9999.0, -9999.0, -9999.0, -9999.0, -9999.0, -9999.0, -9999.0, -9999.0, -9999.0, -9999.0, -9999.0, -9999.0]
floatingse.memload0.g2e.Pz | output | N/m | [-673.0526993197468, -677.7426413650791, -1281.5726797016066, -1283.9176507242728, -1845.552280478946, -5080.256582366703, -5290.974949420276, -5510.521889050107, -11011.53613569528, -11032.73464916983, -17382.537375335898, -57154.22753063959, -57189.76716154651, -57143.2542430355, -49752.35149163771, -41151.176156120826, -668.5133753508219, -869.834967887173, -871.2832204771764, -9999.0, -9999.0, -9999.0, -9999.0, -9999.0, -9999.0, -9999.0, -9999.0, -9999.0, -9999.0, -9999.0, -9999.0, -9999.0, -9999.0, -9999.0, -9999.0, -9999.0, -9999.0, -9999.0, -9999.0, -9999.0, -9999.0, -9999.0, -9999.0, -9999.0, -9999.0, -9999.0, -9999.0, -9999.0, -9999.0, -9999.0, -9999.0, -9999.0, -9999.0, -9999.0, -9999.0, -9999.0, -9999.0, -9999.0, -9999.0, -9999.0, -9999.0, -9999.0, -9999.0, -9999.0, -9999.0, -9999.0, -9999.0, -9999.0, -9999.0, -9999.0, -9999.0, -9999.0, -9999.0, -9999.0, -9999.0, -9999.0, -9999.0, -9999.0, -9999.0, -9999.0, -9999.0, -9999.0, -9999.0, -9999.0, -9999.0, -9999.0, -9999.0, -9999.0, -9999.0, -9999.0, -9999.0, -9999.0, -9999.0, -9999.0, -9999.0, -9999.0, -9999.0, -9999.0, -9999.0, -9999.0, -9999.0, -9999.0, -9999.0, -9999.0, -9999.0, -9999.0, -9999.0, -9999.0, -9999.0, -9999.0, -9999.0, -9999.0, -9999.0, -9999.0, -9999.0, -9999.0, -9999.0, -9999.0, -9999.0, -9999.0, -9999.0, -9999.0, -9999.0, -9999.0, -9999.0, -9999.0, -9999.0, -9999.0, -9999.0, -9999.0, -9999.0, -9999.0, -9999.0, -9999.0, -9999.0, -9999.0, -9999.0, -9999.0, -9999.0, -9999.0, -9999.0, -9999.0, -9999.0, -9999.0, -9999.0, -9999.0, -9999.0, -9999.0, -9999.0, -9999.0, -9999.0, -9999.0, -9999.0, -9999.0, -9999.0, -9999.0, -9999.0, -9999.0, -9999.0, -9999.0, -9999.0, -9999.0, -9999.0, -9999.0, -9999.0, -9999.0, -9999.0, -9999.0, -9999.0, -9999.0, -9999.0, -9999.0, -9999.0, -9999.0, -9999.0, -9999.0, -9999.0, -9999.0, -9999.0, -9999.0, -9999.0, -9999.0, -9999.0, -9999.0, -9999.0, -9999.0, -9999.0, -9999.0, -9999.0, -9999.0, -9999.0, -9999.0, -9999.0, -9999.0, -9999.0, -9999.0, -9999.0, -9999.0, -9999.0, -9999.0]
floatingse.memload0.g2e.qdyn | output | Pa | [1206419.301359609, 1205415.8261305129, 1076218.3903843828, 1075716.6527698347, 955547.4836598829, 705405.5485439049, 695431.5777514351, 685460.6897982301, 556960.6005223215, 556465.4171339751, 408138.18498867395, 140114.67694152024, 139875.17350293926, 139645.84750594158, 103205.94658301258, 67203.8382204411, 128.56026449054266, 167.27595536291787, 167.55446547638007, -9999.0, -9999.0, -9999.0, -9999.0, -9999.0, -9999.0, -9999.0, -9999.0, -9999.0, -9999.0, -9999.0, -9999.0, -9999.0, -9999.0, -9999.0, -9999.0, -9999.0, -9999.0, -9999.0, -9999.0, -9999.0, -9999.0, -9999.0, -9999.0, -9999.0, -9999.0, -9999.0, -9999.0, -9999.0, -9999.0, -9999.0, -9999.0, -9999.0, -9999.0, -9999.0, -9999.0, -9999.0, -9999.0, -9999.0, -9999.0, -9999.0, -9999.0, -9999.0, -9999.0, -9999.0, -9999.0, -9999.0, -9999.0, -9999.0, -9999.0, -9999.0, -9999.0, -9999.0, -9999.0, -9999.0, -9999.0, -9999.0, -9999.0, -9999.0, -9999.0, -9999.0, -9999.0, -9999.0, -9999.0, -9999.0, -9999.0, -9999.0, -9999.0, -9999.0, -9999.0, -9999.0, -9999.0, -9999.0, -9999.0, -9999.0, -9999.0, -9999.0, -9999.0, -9999.0, -9999.0, -9999.0, -9999.0, -9999.0, -9999.0, -9999.0, -9999.0, -9999.0, -9999.0, -9999.0, -9999.0, -9999.0, -9999.0, -9999.0, -9999.0, -9999.0, -9999.0, -9999.0, -9999.0, -9999.0, -9999.0, -9999.0, -9999.0, -9999.0, -9999.0, -9999.0, -9999.0, -9999.0, -9999.0, -9999.0, -9999.0, -9999.0, -9999.0, -9999.0, -9999.0, -9999.0, -9999.0, -9999.0, -9999.0, -9999.0, -9999.0, -9999.0, -9999.0, -9999.0, -9999.0, -9999.0, -9999.0, -9999.0, -9999.0, -9999.0, -9999.0, -9999.0, -9999.0, -9999.0, -9999.0, -9999.0, -9999.0, -9999.0, -9999.0, -9999.0, -9999.0, -9999.0, -9999.0, -9999.0, -9999.0, -9999.0, -9999.0, -9999.0, -9999.0, -9999.0, -9999.0, -9999.0, -9999.0, -9999.0, -9999.0, -9999.0, -9999.0, -9999.0, -9999.0, -9999.0, -9999.0, -9999.0, -9999.0, -9999.0, -9999.0, -9999.0, -9999.0, -9999.0, -9999.0, -9999.0, -9999.0, -9999.0, -9999.0, -9999.0, -9999.0, -9999.0, -9999.0, -9999.0, -9999.0, -9999.0, -9999.0, -9999.0]
floatingse.memload0.Px | output | N/m | [[0.0], [0.0], [0.0], [0.0], [0.0], [0.0], [0.0], [0.0], [0.0], [0.0], [0.0], [0.0], [0.0], [0.0], [0.0], [0.0], [0.0], [0.0], [0.0], [-9999.0], [-9999.0], [-9999.0], [-9999.0], [-9999.0], [-9999.0], [-9999.0], [-9999.0], [-9999.0], [-9999.0], [-9999.0], [-9999.0], [-9999.0], [-9999.0], [-9999.0], [-9999.0], [-9999.0], [-9999.0], [-9999.0], [-9999.0], [-9999.0], [-9999.0], [-9999.0], [-9999.0], [-9999.0], [-9999.0], [-9999.0], [-9999.0], [-9999.0], [-9999.0], [-9999.0], [-9999.0], [-9999.0], [-9999.0], [-9999.0], [-9999.0], [-9999.0], [-9999.0], [-9999.0], [-9999.0], [-9999.0], [-9999.0], [-9999.0], [-9999.0], [-9999.0], [-9999.0], [-9999.0], [-9999.0], [-9999.0], [-9999.0], [-9999.0], [-9999.0], [-9999.0], [-9999.0], [-9999.0], [-9999.0], [-9999.0], [-9999.0], [-9999.0], [-9999.0], [-9999.0], [-9999.0], [-9999.0], [-9999.0], [-9999.0], [-9999.0], [-9999.0], [-9999.0], [-9999.0], [-9999.0], [-9999.0], [-9999.0], [-9999.0], [-9999.0], [-9999.0], [-9999.0], [-9999.0], [-9999.0], [-9999.0], [-9999.0], [-9999.0], [-9999.0], [-9999.0], [-9999.0], [-9999.0], [-9999.0], [-9999.0], [-9999.0], [-9999.0], [-9999.0], [-9999.0], [-9999.0], [-9999.0], [-9999.0], [-9999.0], [-9999.0], [-9999.0], [-9999.0], [-9999.0], [-9999.0], [-9999.0], [-9999.0], [-9999.0], [-9999.0], [-9999.0], [-9999.0], [-9999.0], [-9999.0], [-9999.0], [-9999.0], [-9999.0], [-9999.0], [-9999.0], [-9999.0], [-9999.0], [-9999.0], [-9999.0], [-9999.0], [-9999.0], [-9999.0], [-9999.0], [-9999.0], [-9999.0], [-9999.0], [-9999.0], [-9999.0], [-9999.0], [-9999.0], [-9999.0], [-9999.0], [-9999.0], [-9999.0], [-9999.0], [-9999.0], [-9999.0], [-9999.0], [-9999.0], [-9999.0], [-9999.0], [-9999.0], [-9999.0], [-9999.0], [-9999.0], [-9999.0], [-9999.0], [-9999.0], [-9999.0], [-9999.0], [-9999.0], [-9999.0], [-9999.0], [-9999.0], [-9999.0], [-9999.0], [-9999.0], [-9999.0], [-9999.0], [-9999.0], [-9999.0], [-9999.0], [-9999.0], [-9999.0], [-9999.0], [-9999.0], [-9999.0], [-9999.0], [-9999.0], [-9999.0], [-9999.0], [-9999.0], [-9999.0], [-9999.0], [-9999.0], [-9999.0], [-9999.0], [-9999.0], [-9999.0], [-9999.0], [-9999.0], [-9999.0], [-9999.0]]
floatingse.memload0.Py | output | N/m | [[0.0], [0.0], [0.0], [0.0], [0.0], [0.0], [0.0], [0.0], [0.0], [0.0], [0.0], [0.0], [0.0], [0.0], [0.0], [0.0], [0.0], [0.0], [0.0], [-9999.0], [-9999.0], [-9999.0], [-9999.0], [-9999.0], [-9999.0], [-9999.0], [-9999.0], [-9999.0], [-9999.0], [-9999.0], [-9999.0], [-9999.0], [-9999.0], [-9999.0], [-9999.0], [-9999.0], [-9999.0], [-9999.0], [-9999.0], [-9999.0], [-9999.0], [-9999.0], [-9999.0], [-9999.0], [-9999.0], [-9999.0], [-9999.0], [-9999.0], [-9999.0], [-9999.0], [-9999.0], [-9999.0], [-9999.0], [-9999.0], [-9999.0], [-9999.0], [-9999.0], [-9999.0], [-9999.0], [-9999.0], [-9999.0], [-9999.0], [-9999.0], [-9999.0], [-9999.0], [-9999.0], [-9999.0], [-9999.0], [-9999.0], [-9999.0], [-9999.0], [-9999.0], [-9999.0], [-9999.0], [-9999.0], [-9999.0], [-9999.0], [-9999.0], [-9999.0], [-9999.0], [-9999.0], [-9999.0], [-9999.0], [-9999.0], [-9999.0], [-9999.0], [-9999.0], [-9999.0], [-9999.0], [-9999.0], [-9999.0], [-9999.0], [-9999.0], [-9999.0], [-9999.0], [-9999.0], [-9999.0], [-9999.0], [-9999.0], [-9999.0], [-9999.0], [-9999.0], [-9999.0], [-9999.0], [-9999.0], [-9999.0], [-9999.0], [-9999.0], [-9999.0], [-9999.0], [-9999.0], [-9999.0], [-9999.0], [-9999.0], [-9999.0], [-9999.0], [-9999.0], [-9999.0], [-9999.0], [-9999.0], [-9999.0], [-9999.0], [-9999.0], [-9999.0], [-9999.0], [-9999.0], [-9999.0], [-9999.0], [-9999.0], [-9999.0], [-9999.0], [-9999.0], [-9999.0], [-9999.0], [-9999.0], [-9999.0], [-9999.0], [-9999.0], [-9999.0], [-9999.0], [-9999.0], [-9999.0], [-9999.0], [-9999.0], [-9999.0], [-9999.0], [-9999.0], [-9999.0], [-9999.0], [-9999.0], [-9999.0], [-9999.0], [-9999.0], [-9999.0], [-9999.0], [-9999.0], [-9999.0], [-9999.0], [-9999.0], [-9999.0], [-9999.0], [-9999.0], [-9999.0], [-9999.0], [-9999.0], [-9999.0], [-9999.0], [-9999.0], [-9999.0], [-9999.0], [-9999.0], [-9999.0], [-9999.0], [-9999.0], [-9999.0], [-9999.0], [-9999.0], [-9999.0], [-9999.0], [-9999.0], [-9999.0], [-9999.0], [-9999.0], [-9999.0], [-9999.0], [-9999.0], [-9999.0], [-9999.0], [-9999.0], [-9999.0], [-9999.0], [-9999.0], [-9999.0], [-9999.0], [-9999.0], [-9999.0], [-9999.0], [-9999.0], [-9999.0], [-9999.0]]
floatingse.memload0.Pz | output | N/m | [[-673.0526993197468], [-677.7426413650791], [-1281.5726797016066], [-1283.9176507242728], [-1845.552280478946], [-5080.256582366703], [-5290.974949420276], [-5510.521889050107], [-11011.53613569528], [-11032.73464916983], [-17382.537375335898], [-57154.22753063959], [-57189.76716154651], [-57143.2542430355], [-49752.35149163771], [-41151.176156120826], [-668.5133753508219], [-869.834967887173], [-871.2832204771764], [-9999.0], [-9999.0], [-9999.0], [-9999.0], [-9999.0], [-9999.0], [-9999.0], [-9999.0], [-9999.0], [-9999.0], [-9999.0], [-9999.0], [-9999.0], [-9999.0], [-9999.0], [-9999.0], [-9999.0], [-9999.0], [-9999.0], [-9999.0], [-9999.0], [-9999.0], [-9999.0], [-9999.0], [-9999.0], [-9999.0], [-9999.0], [-9999.0], [-9999.0], [-9999.0], [-9999.0], [-9999.0], [-9999.0], [-9999.0], [-9999.0], [-9999.0], [-9999.0], [-9999.0], [-9999.0], [-9999.0], [-9999.0], [-9999.0], [-9999.0], [-9999.0], [-9999.0], [-9999.0], [-9999.0], [-9999.0], [-9999.0], [-9999.0], [-9999.0], [-9999.0], [-9999.0], [-9999.0], [-9999.0], [-9999.0], [-9999.0], [-9999.0], [-9999.0], [-9999.0], [-9999.0], [-9999.0], [-9999.0], [-9999.0], [-9999.0], [-9999.0], [-9999.0], [-9999.0], [-9999.0], [-9999.0], [-9999.0], [-9999.0], [-9999.0], [-9999.0], [-9999.0], [-9999.0], [-9999.0], [-9999.0], [-9999.0], [-9999.0], [-9999.0], [-9999.0], [-9999.0], [-9999.0], [-9999.0], [-9999.0], [-9999.0], [-9999.0], [-9999.0], [-9999.0], [-9999.0], [-9999.0], [-9999.0], [-9999.0], [-9999.0], [-9999.0], [-9999.0], [-9999.0], [-9999.0], [-9999.0], [-9999.0], [-9999.0], [-9999.0], [-9999.0], [-9999.0], [-9999.0], [-9999.0], [-9999.0], [-9999.0], [-9999.0], [-9999.0], [-9999.0], [-9999.0], [-9999.0], [-9999.0], [-9999.0], [-9999.0], [-9999.0], [-9999.0], [-9999.0], [-9999.0], [-9999.0], [-9999.0], [-9999.0], [-9999.0], [-9999.0], [-9999.0], [-9999.0], [-9999.0], [-9999.0], [-9999.0], [-9999.0], [-9999.0], [-9999.0], [-9999.0], [-9999.0], [-9999.0], [-9999.0], [-9999.0], [-9999.0], [-9999.0], [-9999.0], [-9999.0], [-9999.0], [-9999.0], [-9999.0], [-9999.0], [-9999.0], [-9999.0], [-9999.0], [-9999.0], [-9999.0], [-9999.0], [-9999.0], [-9999.0], [-9999.0], [-9999.0], [-9999.0], [-9999.0], [-9999.0], [-9999.0], [-9999.0], [-9999.0], [-9999.0], [-9999.0], [-9999.0], [-9999.0], [-9999.0], [-9999.0], [-9999.0], [-9999.0], [-9999.0], [-9999.0], [-9999.0], [-9999.0], [-9999.0], [-9999.0], [-9999.0], [-9999.0], [-9999.0], [-9999.0]]
floatingse.memload0.qdyn | output | Pa | [[1206419.301359609], [1205415.8261305129], [1076218.3903843828], [1075716.6527698347], [955547.4836598829], [705405.5485439049], [695431.5777514351], [685460.6897982301], [556960.6005223215], [556465.4171339751], [408138.18498867395], [140114.67694152024], [139875.17350293926], [139645.84750594158], [103205.94658301258], [67203.8382204411], [128.56026449054266], [167.27595536291787], [167.55446547638007], [-9999.0], [-9999.0], [-9999.0], [-9999.0], [-9999.0], [-9999.0], [-9999.0], [-9999.0], [-9999.0], [-9999.0], [-9999.0], [-9999.0], [-9999.0], [-9999.0], [-9999.0], [-9999.0], [-9999.0], [-9999.0], [-9999.0], [-9999.0], [-9999.0], [-9999.0], [-9999.0], [-9999.0], [-9999.0], [-9999.0], [-9999.0], [-9999.0], [-9999.0], [-9999.0], [-9999.0], [-9999.0], [-9999.0], [-9999.0], [-9999.0], [-9999.0], [-9999.0], [-9999.0], [-9999.0], [-9999.0], [-9999.0], [-9999.0], [-9999.0], [-9999.0], [-9999.0], [-9999.0], [-9999.0], [-9999.0], [-9999.0], [-9999.0], [-9999.0], [-9999.0], [-9999.0], [-9999.0], [-9999.0], [-9999.0], [-9999.0], [-9999.0], [-9999.0], [-9999.0], [-9999.0], [-9999.0], [-9999.0], [-9999.0], [-9999.0], [-9999.0], [-9999.0], [-9999.0], [-9999.0], [-9999.0], [-9999.0], [-9999.0], [-9999.0], [-9999.0], [-9999.0], [-9999.0], [-9999.0], [-9999.0], [-9999.0], [-9999.0], [-9999.0], [-9999.0], [-9999.0], [-9999.0], [-9999.0], [-9999.0], [-9999.0], [-9999.0], [-9999.0], [-9999.0], [-9999.0], [-9999.0], [-9999.0], [-9999.0], [-9999.0], [-9999.0], [-9999.0], [-9999.0], [-9999.0], [-9999.0], [-9999.0], [-9999.0], [-9999.0], [-9999.0], [-9999.0], [-9999.0], [-9999.0], [-9999.0], [-9999.0], [-9999.0], [-9999.0], [-9999.0], [-9999.0], [-9999.0], [-9999.0], [-9999.0], [-9999.0], [-9999.0], [-9999.0], [-9999.0], [-9999.0], [-9999.0], [-9999.0], [-9999.0], [-9999.0], [-9999.0], [-9999.0], [-9999.0], [-9999.0], [-9999.0], [-9999.0], [-9999.0], [-9999.0], [-9999.0], [-9999.0], [-9999.0], [-9999.0], [-9999.0], [-9999.0], [-9999.0], [-9999.0], [-9999.0], [-9999.0], [-9999.0], [-9999.0], [-9999.0], [-9999.0], [-9999.0], [-9999.0], [-9999.0], [-9999.0], [-9999.0], [-9999.0], [-9999.0], [-9999.0], [-9999.0], [-9999.0], [-9999.0], [-9999.0], [-9999.0], [-9999.0], [-9999.0], [-9999.0], [-9999.0], [-9999.0], [-9999.0], [-9999.0], [-9999.0], [-9999.0], [-9999.0], [-9999.0], [-9999.0], [-9999.0], [-9999.0], [-9999.0], [-9999.0], [-9999.0], [-9999.0], [-9999.0], [-9999.0], [-9999.0]]
floatingse.memload1.env.Px | output | N/m | [64.76441425839386, 64.7652897664171, 64.76616528725654]
floatingse.memload1.env.Py | output | N/m | [0.0, 0.0, 0.0]
floatingse.memload1.env.Pz | output | N/m | [0.0, 0.0, 0.0]
floatingse.memload1.env.qdyn | output | N/m**2 | [705411.535622967, 705408.5420833029, 705405.5485439049]
floatingse.memload1.env.wave.U | output | m/s | [0.11257197694567823, 0.11257333653392522, 0.11257469613859242]
floatingse.memload1.env.wave.W | output | m/s | [-0.11257197653780446, -0.11257333612605637, -0.1125746957307285]
floatingse.memload1.env.wave.V | output | m/s | [0.15920081625131924, 0.15920273899946083, 0.15920466177082415]
floatingse.memload1.env.wave.A | output | m/s**2 | [0.07073105915452446, 0.07073191340901419, 0.07073276767382104]
floatingse.memload1.env.wave.p | output | N/m**2 | [705405.0409923454, 705402.0472958024, 705399.053599522]
floatingse.memload1.env.wave.phase_speed | output | m/s | 15.6073
floatingse.memload1.env.waveLoads.waveLoads_Px | output | N/m | [64.76441425839386, 64.7652897664171, 64.76616528725654]
floatingse.memload1.env.waveLoads.waveLoads_Py | output | N/m | [0.0, 0.0, 0.0]
floatingse.memload1.env.waveLoads.waveLoads_Pz | output | N/m | [0.0, 0.0, 0.0]
floatingse.memload1.env.waveLoads.waveLoads_qdyn | output | N/m**2 | [6.494630621647385, 6.494787500419946, 6.494944382981912]
floatingse.memload1.env.waveLoads.waveLoads_pt | output | N/m**2 | [705411.535622967, 705408.5420833029, 705405.5485439049]
floatingse.memload1.env.waveLoads.waveLoads_z | output | m | [-70.0, -69.99969999999999, -69.9994]
floatingse.memload1.env.waveLoads.waveLoads_beta | output | deg | 0
floatingse.memload1.env.wind.U | output | m/s | [0.0, 0.0, 0.0]
floatingse.memload1.env.windLoads.windLoads_Px | output | N/m | [0.0, 0.0, 0.0]
floatingse.memload1.env.windLoads.windLoads_Py | output | N/m | [0.0, 0.0, 0.0]
floatingse.memload1.env.windLoads.windLoads_Pz | output | N/m | [0.0, 0.0, 0.0]
floatingse.memload1.env.windLoads.windLoads_qdyn | output | N/m**2 | [0.0, 0.0, 0.0]
floatingse.memload1.env.windLoads.windLoads_z | output | m | [-70.0, -69.99969999999999, -69.9994]
floatingse.memload1.env.windLoads.windLoads_beta | output | deg | 0
floatingse.memload1.g2e.Px | output | N/m | [-64.76441391157574, -64.76442064625276, -64.7645755438359, -64.76458227851293, -64.7652894195943, -64.76616494042905, -9999.0, -9999.0, -9999.0, -9999.0, -9999.0, -9999.0, -9999.0, -9999.0, -9999.0, -9999.0, -9999.0, -9999.0, -9999.0, -9999.0, -9999.0, -9999.0, -9999.0, -9999.0, -9999.0, -9999.0, -9999.0, -9999.0, -9999.0, -9999.0, -9999.0, -9999.0, -9999.0, -9999.0, -9999.0, -9999.0, -9999.0, -9999.0, -9999.0, -9999.0, -9999.0, -9999.0, -9999.0, -9999.0, -9999.0, -9999.0, -9999.0, -9999.0, -9999.0, -9999.0, -9999.0, -9999.0, -9999.0, -9999.0, -9999.0, -9999.0, -9999.0, -9999.0, -9999.0, -9999.0, -9999.0, -9999.0, -9999.0, -9999.0, -9999.0, -9999.0, -9999.0, -9999.0, -9999.0, -9999.0, -9999.0, -9999.0, -9999.0, -9999.0, -9999.0, -9999.0, -9999.0, -9999.0, -9999.0, -9999.0, -9999.0, -9999.0, -9999.0, -9999.0, -9999.0, -9999.0, -9999.0, -9999.0, -9999.0, -9999.0, -9999.0, -9999.0, -9999.0, -9999.0, -9999.0, -9999.0, -9999.0, -9999.0, -9999.0, -9999.0, -9999.0, -9999.0, -9999.0, -9999.0, -9999.0, -9999.0, -9999.0, -9999.0, -9999.0, -9999.0, -9999.0, -9999.0, -9999.0, -9999.0, -9999.0, -9999.0, -9999.0, -9999.0, -9999.0, -9999.0, -9999.0, -9999.0, -9999.0, -9999.0, -9999.0, -9999.0, -9999.0, -9999.0, -9999.0, -9999.0, -9999.0, -9999.0, -9999.0, -9999.0, -9999.0, -9999.0, -9999.0, -9999.0, -9999.0, -9999.0, -9999.0, -9999.0, -9999.0, -9999.0, -9999.0, -9999.0, -9999.0, -9999.0, -9999.0, -9999.0, -9999.0, -9999.0, -9999.0, -9999.0, -9999.0, -9999.0, -9999.0, -9999.0, -9999.0, -9999.0, -9999.0, -9999.0, -9999.0, -9999.0, -9999.0, -9999.0, -9999.0, -9999.0, -9999.0, -9999.0, -9999.0, -9999.0, -9999.0, -9999.0, -9999.0, -9999.0, -9999.0, -9999.0, -9999.0, -9999.0, -9999.0, -9999.0, -9999.0, -9999.0, -9999.0, -9999.0, -9999.0, -9999.0, -9999.0, -9999.0, -9999.0, -9999.0, -9999.0, -9999.0, -9999.0, -9999.0, -9999.0, -9999.0, -9999.0, -9999.0]
floatingse.memload1.g2e.Py | output | N/m | [0.0, 0.0, 0.0, 0.0, 0.0, 0.0, -9999.0, -9999.0, -9999.0, -9999.0, -9999.0, -9999.0, -9999.0, -9999.0, -9999.0, -9999.0, -9999.0, -9999.0, -9999.0, -9999.0, -9999.0, -9999.0, -9999.0, -9999.0, -9999.0, -9999.0, -9999.0, -9999.0, -9999.0, -9999.0, -9999.0, -9999.0, -9999.0, -9999.0, -9999.0, -9999.0, -9999.0, -9999.0, -9999.0, -9999.0, -9999.0, -9999.0, -9999.0, -9999.0, -9999.0, -9999.0, -9999.0, -9999.0, -9999.0, -9999.0, -9999.0, -9999.0, -9999.0, -9999.0, -9999.0, -9999.0, -9999.0, -9999.0, -9999.0, -9999.0, -9999.0, -9999.0, -9999.0, -9999.0, -9999.0, -9999.0, -9999.0, -9999.0, -9999.0, -9999.0, -9999.0, -9999.0, -9999.0, -9999.0, -9999.0, -9999.0, -9999.0, -9999.0, -9999.0, -9999.0, -9999.0, -9999.0, -9999.0, -9999.0, -9999.0, -9999.0, -9999.0, -9999.0, -9999.0, -9999.0, -9999.0, -9999.0, -9999.0, -9999.0, -9999.0, -9999.0, -9999.0, -9999.0, -9999.0, -9999.0, -9999.0, -9999.0, -9999.0, -9999.0, -9999.0, -9999.0, -9999.0, -9999.0, -9999.0, -9999.0, -9999.0, -9999.0, -9999.0, -9999.0, -9999.0, -9999.0, -9999.0, -9999.0, -9999.0, -9999.0, -9999.0, -9999.0, -9999.0, -9999.0, -9999.0, -9999.0, -9999.0, -9999.0, -9999.0, -9999.0, -9999.0, -9999.0, -9999.0, -9999.0, -9999.0, -9999.0, -9999.0, -9999.0, -9999.0, -9999.0, -9999.0, -9999.0, -9999.0, -9999.0, -9999.0, -9999.0, -9999.0, -9999.0, -9999.0, -9999.0, -9999.0, -9999.0, -9999.0, -9999.0, -9999.0, -9999.0, -9999.0, -9999.0, -9999.0, -9999.0, -9999.0, -9999.0, -9999.0, -9999.0, -9999.0, -9999.0, -9999.0, -9999.0, -9999.0, -9999.0, -9999.0, -9999.0, -9999.0, -9999.0, -9999.0, -9999.0, -9999.0, -9999.0, -9999.0, -9999.0, -9999.0, -9999.0, -9999.0, -9999.0, -9999.0, -9999.0, -9999.0, -9999.0, -9999.0, -9999.0, -9999.0, -9999.0, -9999.0, -9999.0, -9999.0, -9999.0, -9999.0, -9999.0, -9999.0, -9999.0]
floatingse.memload1.g2e.Pz | output | N/m | [-0.007472816980140673, -0.007472817757218789, -0.0074728356300168206, -0.007472836407094938, -0.007472918000296529, -0.007473019021931177, -9999.0, -9999.0, -9999.0, -9999.0, -9999.0, -9999.0, -9999.0, -9999.0, -9999.0, -9999.0, -9999.0, -9999.0, -9999.0, -9999.0, -9999.0, -9999.0, -9999.0, -9999.0, -9999.0, -9999.0, -9999.0, -9999.0, -9999.0, -9999.0, -9999.0, -9999.0, -9999.0, -9999.0, -9999.0, -9999.0, -9999.0, -9999.0, -9999.0, -9999.0, -9999.0, -9999.0, -9999.0, -9999.0, -9999.0, -9999.0, -9999.0, -9999.0, -9999.0, -9999.0, -9999.0, -9999.0, -9999.0, -9999.0, -9999.0, -9999.0, -9999.0, -9999.0, -9999.0, -9999.0, -9999.0, -9999.0, -9999.0, -9999.0, -9999.0, -9999.0, -9999.0, -9999.0, -9999.0, -9999.0, -9999.0, -9999.0, -9999.0, -9999.0, -9999.0, -9999.0, -9999.0, -9999.0, -9999.0, -9999.0, -9999.0, -9999.0, -9999.0, -9999.0, -9999.0, -9999.0, -9999.0, -9999.0, -9999.0, -9999.0, -9999.0, -9999.0, -9999.0, -9999.0, -9999.0, -9999.0, -9999.0, -9999.0, -9999.0, -9999.0, -9999.0, -9999.0, -9999.0, -9999.0, -9999.0, -9999.0, -9999.0, -9999.0, -9999.0, -9999.0, -9999.0, -9999.0, -9999.0, -9999.0, -9999.0, -9999.0, -9999.0, -9999.0, -9999.0, -9999.0, -9999.0, -9999.0, -9999.0, -9999.0, -9999.0, -9999.0, -9999.0, -9999.0, -9999.0, -9999.0, -9999.0, -9999.0, -9999.0, -9999.0, -9999.0, -9999.0, -9999.0, -9999.0, -9999.0, -9999.0, -9999.0, -9999.0, -9999.0, -9999.0, -9999.0, -9999.0, -9999.0, -9999.0, -9999.0, -9999.0, -9999.0, -9999.0, -9999.0, -9999.0, -9999.0, -9999.0, -9999.0, -9999.0, -9999.0, -9999.0, -9999.0, -9999.0, -9999.0, -9999.0, -9999.0, -9999.0, -9999.0, -9999.0, -9999.0, -9999.0, -9999.0, -9999.0, -9999.0, -9999.0, -9999.0, -9999.0, -9999.0, -9999.0, -9999.0, -9999.0, -9999.0, -9999.0, -9999.0, -9999.0, -9999.0, -9999.0, -9999.0, -9999.0, -9999.0, -9999.0, -9999.0, -9999.0, -9999.0, -9999.0, -9999.0, -9999.0, -9999.0, -9999.0, -9999.0, -9999.0]
floatingse.memload1.g2e.qdyn | output | Pa | [705411.535622967, 705411.512595739, 705410.9829694544, 705410.9599422264, 705408.5420833029, 705405.5485439049, -9999.0, -9999.0, -9999.0, -9999.0, -9999.0, -9999.0, -9999.0, -9999.0, -9999.0, -9999.0, -9999.0, -9999.0, -9999.0, -9999.0, -9999.0, -9999.0, -9999.0, -9999.0, -9999.0, -9999.0, -9999.0, -9999.0, -9999.0, -9999.0, -9999.0, -9999.0, -9999.0, -9999.0, -9999.0, -9999.0, -9999.0, -9999.0, -9999.0, -9999.0, -9999.0, -9999.0, -9999.0, -9999.0, -9999.0, -9999.0, -9999.0, -9999.0, -9999.0, -9999.0, -9999.0, -9999.0, -9999.0, -9999.0, -9999.0, -9999.0, -9999.0, -9999.0, -9999.0, -9999.0, -9999.0, -9999.0, -9999.0, -9999.0, -9999.0, -9999.0, -9999.0, -9999.0, -9999.0, -9999.0, -9999.0, -9999.0, -9999.0, -9999.0, -9999.0, -9999.0, -9999.0, -9999.0, -9999.0, -9999.0, -9999.0, -9999.0, -9999.0, -9999.0, -9999.0, -9999.0, -9999.0, -9999.0, -9999.0, -9999.0, -9999.0, -9999.0, -9999.0, -9999.0, -9999.0, -9999.0, -9999.0, -9999.0, -9999.0, -9999.0, -9999.0, -9999.0, -9999.0, -9999.0, -9999.0, -9999.0, -9999.0, -9999.0, -9999.0, -9999.0, -9999.0, -9999.0, -9999.0, -9999.0, -9999.0, -9999.0, -9999.0, -9999.0, -9999.0, -9999.0, -9999.0, -9999.0, -9999.0, -9999.0, -9999.0, -9999.0, -9999.0, -9999.0, -9999.0, -9999.0, -9999.0, -9999.0, -9999.0, -9999.0, -9999.0, -9999.0, -9999.0, -9999.0, -9999.0, -9999.0, -9999.0, -9999.0, -9999.0, -9999.0, -9999.0, -9999.0, -9999.0, -9999.0, -9999.0, -9999.0, -9999.0, -9999.0, -9999.0, -9999.0, -9999.0, -9999.0, -9999.0, -9999.0, -9999.0, -9999.0, -9999.0, -9999.0, -9999.0, -9999.0, -9999.0, -9999.0, -9999.0, -9999.0, -9999.0, -9999.0, -9999.0, -9999.0, -9999.0, -9999.0, -9999.0, -9999.0, -9999.0, -9999.0, -9999.0, -9999.0, -9999.0, -9999.0, -9999.0, -9999.0, -9999.0, -9999.0, -9999.0, -9999.0, -9999.0, -9999.0, -9999.0, -9999.0, -9999.0, -9999.0, -9999.0, -9999.0, -9999.0, -9999.0, -9999.0, -9999.0]
floatingse.memload1.Px | output | N/m | [[-64.76441391157574], [-64.76442064625276], [-64.7645755438359], [-64.76458227851293], [-64.7652894195943], [-64.76616494042905], [-9999.0], [-9999.0], [-9999.0], [-9999.0], [-9999.0], [-9999.0], [-9999.0], [-9999.0], [-9999.0], [-9999.0], [-9999.0], [-9999.0], [-9999.0], [-9999.0], [-9999.0], [-9999.0], [-9999.0], [-9999.0], [-9999.0], [-9999.0], [-9999.0], [-9999.0], [-9999.0], [-9999.0], [-9999.0], [-9999.0], [-9999.0], [-9999.0], [-9999.0], [-9999.0], [-9999.0], [-9999.0], [-9999.0], [-9999.0], [-9999.0], [-9999.0], [-9999.0], [-9999.0], [-9999.0], [-9999.0], [-9999.0], [-9999.0], [-9999.0], [-9999.0], [-9999.0], [-9999.0], [-9999.0], [-9999.0], [-9999.0], [-9999.0], [-9999.0], [-9999.0], [-9999.0], [-9999.0], [-9999.0], [-9999.0], [-9999.0], [-9999.0], [-9999.0], [-9999.0], [-9999.0], [-9999.0], [-9999.0], [-9999.0], [-9999.0], [-9999.0], [-9999.0], [-9999.0], [-9999.0], [-9999.0], [-9999.0], [-9999.0], [-9999.0], [-9999.0], [-9999.0], [-9999.0], [-9999.0], [-9999.0], [-9999.0], [-9999.0], [-9999.0], [-9999.0], [-9999.0], [-9999.0], [-9999.0], [-9999.0], [-9999.0], [-9999.0], [-9999.0], [-9999.0], [-9999.0], [-9999.0], [-9999.0], [-9999.0], [-9999.0], [-9999.0], [-9999.0], [-9999.0], [-9999.0], [-9999.0], [-9999.0], [-9999.0], [-9999.0], [-9999.0], [-9999.0], [-9999.0], [-9999.0], [-9999.0], [-9999.0], [-9999.0], [-9999.0], [-9999.0], [-9999.0], [-9999.0], [-9999.0], [-9999.0], [-9999.0], [-9999.0], [-9999.0], [-9999.0], [-9999.0], [-9999.0], [-9999.0], [-9999.0], [-9999.0], [-9999.0], [-9999.0], [-9999.0], [-9999.0], [-9999.0], [-9999.0], [-9999.0], [-9999.0], [-9999.0], [-9999.0], [-9999.0], [-9999.0], [-9999.0], [-9999.0], [-9999.0], [-9999.0], [-9999.0], [-9999.0], [-9999.0], [-9999.0], [-9999.0], [-9999.0], [-9999.0], [-9999.0], [-9999.0], [-9999.0], [-9999.0], [-9999.0], [-9999.0], [-9999.0], [-9999.0], [-9999.0], [-9999.0], [-9999.0], [-9999.0], [-9999.0], [-9999.0], [-9999.0], [-9999.0], [-9999.0], [-9999.0], [-9999.0], [-9999.0], [-9999.0], [-9999.0], [-9999.0], [-9999.0], [-9999.0], [-9999.0], [-9999.0], [-9999.0], [-9999.0], [-9999.0], [-9999.0], [-9999.0], [-9999.0], [-9999.0], [-9999.0], [-9999.0], [-9999.0], [-9999.0], [-9999.0], [-9999.0], [-9999.0], [-9999.0], [-9999.0], [-9999.0], [-9999.0], [-9999.0]]
floatingse.memload1.Py | output | N/m | [[0.0], [0.0], [0.0], [0.0], [0.0], [0.0], [-9999.0], [-9999.0], [-9999.0], [-9999.0], [-9999.0], [-9999.0], [-9999.0], [-9999.0], [-9999.0], [-9999.0], [-9999.0], [-9999.0], [-9999.0], [-9999.0], [-9999.0], [-9999.0], [-9999.0], [-9999.0], [-9999.0], [-9999.0], [-9999.0], [-9999.0], [-9999.0], [-9999.0], [-9999.0], [-9999.0], [-9999.0], [-9999.0], [-9999.0], [-9999.0], [-9999.0], [-9999.0], [-9999.0], [-9999.0], [-9999.0], [-9999.0], [-9999.0], [-9999.0], [-9999.0], [-9999.0], [-9999.0], [-9999.0], [-9999.0], [-9999.0], [-9999.0], [-9999.0], [-9999.0], [-9999.0], [-9999.0], [-9999.0], [-9999.0], [-9999.0], [-9999.0], [-9999.0], [-9999.0], [-9999.0], [-9999.0], [-9999.0], [-9999.0], [-9999.0], [-9999.0], [-9999.0], [-9999.0], [-9999.0], [-9999.0], [-9999.0], [-9999.0], [-9999.0], [-9999.0], [-9999.0], [-9999.0], [-9999.0], [-9999.0], [-9999.0], [-9999.0], [-9999.0], [-9999.0], [-9999.0], [-9999.0], [-9999.0], [-9999.0], [-9999.0], [-9999.0], [-9999.0], [-9999.0], [-9999.0], [-9999.0], [-9999.0], [-9999.0], [-9999.0], [-9999.0], [-9999.0], [-9999.0], [-9999.0], [-9999.0], [-9999.0], [-9999.0], [-9999.0], [-9999.0], [-9999.0], [-9999.0], [-9999.0], [-9999.0], [-9999.0], [-9999.0], [-9999.0], [-9999.0], [-9999.0], [-9999.0], [-9999.0], [-9999.0], [-9999.0], [-9999.0], [-9999.0], [-9999.0], [-9999.0], [-9999.0], [-9999.0], [-9999.0], [-9999.0], [-9999.0], [-9999.0], [-9999.0], [-9999.0], [-9999.0], [-9999.0], [-9999.0], [-9999.0], [-9999.0], [-9999.0], [-9999.0], [-9999.0], [-9999.0], [-9999.0], [-9999.0], [-9999.0], [-9999.0], [-9999.0], [-9999.0], [-9999.0], [-9999.0], [-9999.0], [-9999.0], [-9999.0], [-9999.0], [-9999.0], [-9999.0], [-9999.0], [-9999.0], [-9999.0], [-9999.0], [-9999.0], [-9999.0], [-9999.0], [-9999.0], [-9999.0], [-9999.0], [-9999.0], [-9999.0], [-9999.0], [-9999.0], [-9999.0], [-9999.0], [-9999.0], [-9999.0], [-9999.0], [-9999.0], [-9999.0], [-9999.0], [-9999.0], [-9999.0], [-9999.0], [-9999.0], [-9999.0], [-9999.0], [-9999.0], [-9999.0], [-9999.0], [-9999.0], [-9999.0], [-9999.0], [-9999.0], [-9999.0], [-9999.0], [-9999.0], [-9999.0], [-9999.0], [-9999.0], [-9999.0], [-9999.0], [-9999.0], [-9999.0], [-9999.0], [-9999.0]]
floatingse.memload1.Pz | output | N/m | [[-0.007472816980140673], [-0.007472817757218789], [-0.0074728356300168206], [-0.007472836407094938], [-0.007472918000296529], [-0.007473019021931177], [-9999.0], [-9999.0], [-9999.0], [-9999.0], [-9999.0], [-9999.0], [-9999.0], [-9999.0], [-9999.0], [-9999.0], [-9999.0], [-9999.0], [-9999.0], [-9999.0], [-9999.0], [-9999.0], [-9999.0], [-9999.0], [-9999.0], [-9999.0], [-9999.0], [-9999.0], [-9999.0], [-9999.0], [-9999.0], [-9999.0], [-9999.0], [-9999.0], [-9999.0], [-9999.0], [-9999.0], [-9999.0], [-9999.0], [-9999.0], [-9999.0], [-9999.0], [-9999.0], [-9999.0], [-9999.0], [-9999.0], [-9999.0], [-9999.0], [-9999.0], [-9999.0], [-9999.0], [-9999.0], [-9999.0], [-9999.0], [-9999.0], [-9999.0], [-9999.0], [-9999.0], [-9999.0], [-9999.0], [-9999.0], [-9999.0], [-9999.0], [-9999.0], [-9999.0], [-9999.0], [-9999.0], [-9999.0], [-9999.0], [-9999.0], [-9999.0], [-9999.0], [-9999.0], [-9999.0], [-9999.0], [-9999.0], [-9999.0], [-9999.0], [-9999.0], [-9999.0], [-9999.0], [-9999.0], [-9999.0], [-9999.0], [-9999.0], [-9999.0], [-9999.0], [-9999.0], [-9999.0], [-9999.0], [-9999.0], [-9999.0], [-9999.0], [-9999.0], [-9999.0], [-9999.0], [-9999.0], [-9999.0], [-9999.0], [-9999.0], [-9999.0], [-9999.0], [-9999.0], [-9999.0], [-9999.0], [-9999.0], [-9999.0], [-9999.0], [-9999.0], [-9999.0], [-9999.0], [-9999.0], [-9999.0], [-9999.0], [-9999.0], [-9999.0], [-9999.0], [-9999.0], [-9999.0], [-9999.0], [-9999.0], [-9999.0], [-9999.0], [-9999.0], [-9999.0], [-9999.0], [-9999.0], [-9999.0], [-9999.0], [-9999.0], [-9999.0], [-9999.0], [-9999.0], [-9999.0], [-9999.0], [-9999.0], [-9999.0], [-9999.0], [-9999.0], [-9999.0], [-9999.0], [-9999.0], [-9999.0], [-9999.0], [-9999.0], [-9999.0], [-9999.0], [-9999.0], [-9999.0], [-9999.0], [-9999.0], [-9999.0], [-9999.0], [-9999.0], [-9999.0], [-9999.0], [-9999.0], [-9999.0], [-9999.0], [-9999.0], [-9999.0], [-9999.0], [-9999.0], [-9999.0], [-9999.0], [-9999.0], [-9999.0], [-9999.0], [-9999.0], [-9999.0], [-9999.0], [-9999.0], [-9999.0], [-9999.0], [-9999.0], [-9999.0], [-9999.0], [-9999.0], [-9999.0], [-9999.0], [-9999.0], [-9999.0], [-9999.0], [-9999.0], [-9999.0], [-9999.0], [-9999.0], [-9999.0], [-9999.0], [-9999.0], [-9999.0], [-9999.0], [-9999.0], [-9999.0], [-9999.0], [-9999.0], [-9999.0], [-9999.0], [-9999.0], [-9999.0]]
floatingse.memload1.qdyn | output | Pa | [[705411.535622967], [705411.512595739], [705410.9829694544], [705410.9599422264], [705408.5420833029], [705405.5485439049], [-9999.0], [-9999.0], [-9999.0], [-9999.0], [-9999.0], [-9999.0], [-9999.0], [-9999.0], [-9999.0], [-9999.0], [-9999.0], [-9999.0], [-9999.0], [-9999.0], [-9999.0], [-9999.0], [-9999.0], [-9999.0], [-9999.0], [-9999.0], [-9999.0], [-9999.0], [-9999.0], [-9999.0], [-9999.0], [-9999.0], [-9999.0], [-9999.0], [-9999.0], [-9999.0], [-9999.0], [-9999.0], [-9999.0], [-9999.0], [-9999.0], [-9999.0], [-9999.0], [-9999.0], [-9999.0], [-9999.0], [-9999.0], [-9999.0], [-9999.0], [-9999.0], [-9999.0], [-9999.0], [-9999.0], [-9999.0], [-9999.0], [-9999.0], [-9999.0], [-9999.0], [-9999.0], [-9999.0], [-9999.0], [-9999.0], [-9999.0], [-9999.0], [-9999.0], [-9999.0], [-9999.0], [-9999.0], [-9999.0], [-9999.0], [-9999.0], [-9999.0], [-9999.0], [-9999.0], [-9999.0], [-9999.0], [-9999.0], [-9999.0], [-9999.0], [-9999.0], [-9999.0], [-9999.0], [-9999.0], [-9999.0], [-9999.0], [-9999.0], [-9999.0], [-9999.0], [-9999.0], [-9999.0], [-9999.0], [-9999.0], [-9999.0], [-9999.0], [-9999.0], [-9999.0], [-9999.0], [-9999.0], [-9999.0], [-9999.0], [-9999.0], [-9999.0], [-9999.0], [-9999.0], [-9999.0], [-9999.0], [-9999.0], [-9999.0], [-9999.0], [-9999.0], [-9999.0], [-9999.0], [-9999.0], [-9999.0], [-9999.0], [-9999.0], [-9999.0], [-9999.0], [-9999.0], [-9999.0], [-9999.0], [-9999.0], [-9999.0], [-9999.0], [-9999.0], [-9999.0], [-9999.0], [-9999.0], [-9999.0], [-9999.0], [-9999.0], [-9999.0], [-9999.0], [-9999.0], [-9999.0], [-9999.0], [-9999.0], [-9999.0], [-9999.0], [-9999.0], [-9999.0], [-9999.0], [-9999.0], [-9999.0], [-9999.0], [-9999.0], [-9999.0], [-9999.0], [-9999.0], [-9999.0], [-9999.0], [-9999.0], [-9999.0], [-9999.0], [-9999.0], [-9999.0], [-9999.0], [-9999.0], [-9999.0], [-9999.0], [-9999.0], [-9999.0], [-9999.0], [-9999.0], [-9999.0], [-9999.0], [-9999.0], [-9999.0], [-9999.0], [-9999.0], [-9999.0], [-9999.0], [-9999.0], [-9999.0], [-9999.0], [-9999.0], [-9999.0], [-9999.0], [-9999.0], [-9999.0], [-9999.0], [-9999.0], [-9999.0], [-9999.0], [-9999.0], [-9999.0], [-9999.0], [-9999.0], [-9999.0], [-9999.0], [-9999.0], [-9999.0], [-9999.0], [-9999.0], [-9999.0], [-9999.0], [-9999.0], [-9999.0], [-9999.0], [-9999.0]]
floatingse.memload2.env.Px | output | N/m | [64.76441425839386, 64.7652897664171, 64.76616528725654]
floatingse.memload2.env.Py | output | N/m | [0.0, 0.0, 0.0]
floatingse.memload2.env.Pz | output | N/m | [0.0, 0.0, 0.0]
floatingse.memload2.env.qdyn | output | N/m**2 | [705411.535622967, 705408.5420833029, 705405.5485439049]
floatingse.memload2.env.wave.U | output | m/s | [0.11257197694567823, 0.11257333653392522, 0.11257469613859242]
floatingse.memload2.env.wave.W | output | m/s | [-0.11257197653780446, -0.11257333612605637, -0.1125746957307285]
floatingse.memload2.env.wave.V | output | m/s | [0.15920081625131924, 0.15920273899946083, 0.15920466177082415]
floatingse.memload2.env.wave.A | output | m/s**2 | [0.07073105915452446, 0.07073191340901419, 0.07073276767382104]
floatingse.memload2.env.wave.p | output | N/m**2 | [705405.0409923454, 705402.0472958024, 705399.053599522]
floatingse.memload2.env.wave.phase_speed | output | m/s | 15.6073
floatingse.memload2.env.waveLoads.waveLoads_Px | output | N/m | [64.76441425839386, 64.7652897664171, 64.76616528725654]
floatingse.memload2.env.waveLoads.waveLoads_Py | output | N/m | [0.0, 0.0, 0.0]
floatingse.memload2.env.waveLoads.waveLoads_Pz | output | N/m | [0.0, 0.0, 0.0]
floatingse.memload2.env.waveLoads.waveLoads_qdyn | output | N/m**2 | [6.494630621647385, 6.494787500419946, 6.494944382981912]
floatingse.memload2.env.waveLoads.waveLoads_pt | output | N/m**2 | [705411.535622967, 705408.5420833029, 705405.5485439049]
floatingse.memload2.env.waveLoads.waveLoads_z | output | m | [-70.0, -69.99969999999999, -69.9994]
floatingse.memload2.env.waveLoads.waveLoads_beta | output | deg | 0
floatingse.memload2.env.wind.U | output | m/s | [0.0, 0.0, 0.0]
floatingse.memload2.env.windLoads.windLoads_Px | output | N/m | [0.0, 0.0, 0.0]
floatingse.memload2.env.windLoads.windLoads_Py | output | N/m | [0.0, 0.0, 0.0]
floatingse.memload2.env.windLoads.windLoads_Pz | output | N/m | [0.0, 0.0, 0.0]
floatingse.memload2.env.windLoads.windLoads_qdyn | output | N/m**2 | [0.0, 0.0, 0.0]
floatingse.memload2.env.windLoads.windLoads_z | output | m | [-70.0, -69.99969999999999, -69.9994]
floatingse.memload2.env.windLoads.windLoads_beta | output | deg | 0
floatingse.memload2.g2e.Px | output | N/m | [32.382206913634896, 32.3822102809734, 32.38228772976487, 32.382291097103376, 32.3826446676436, 32.383082428060405, -9999.0, -9999.0, -9999.0, -9999.0, -9999.0, -9999.0, -9999.0, -9999.0, -9999.0, -9999.0, -9999.0, -9999.0, -9999.0, -9999.0, -9999.0, -9999.0, -9999.0, -9999.0, -9999.0, -9999.0, -9999.0, -9999.0, -9999.0, -9999.0, -9999.0, -9999.0, -9999.0, -9999.0, -9999.0, -9999.0, -9999.0, -9999.0, -9999.0, -9999.0, -9999.0, -9999.0, -9999.0, -9999.0, -9999.0, -9999.0, -9999.0, -9999.0, -9999.0, -9999.0, -9999.0, -9999.0, -9999.0, -9999.0, -9999.0, -9999.0, -9999.0, -9999.0, -9999.0, -9999.0, -9999.0, -9999.0, -9999.0, -9999.0, -9999.0, -9999.0, -9999.0, -9999.0, -9999.0, -9999.0, -9999.0, -9999.0, -9999.0, -9999.0, -9999.0, -9999.0, -9999.0, -9999.0, -9999.0, -9999.0, -9999.0, -9999.0, -9999.0, -9999.0, -9999.0, -9999.0, -9999.0, -9999.0, -9999.0, -9999.0, -9999.0, -9999.0, -9999.0, -9999.0, -9999.0, -9999.0, -9999.0, -9999.0, -9999.0, -9999.0, -9999.0, -9999.0, -9999.0, -9999.0, -9999.0, -9999.0, -9999.0, -9999.0, -9999.0, -9999.0, -9999.0, -9999.0, -9999.0, -9999.0, -9999.0, -9999.0, -9999.0, -9999.0, -9999.0, -9999.0, -9999.0, -9999.0, -9999.0, -9999.0, -9999.0, -9999.0, -9999.0, -9999.0, -9999.0, -9999.0, -9999.0, -9999.0, -9999.0, -9999.0, -9999.0, -9999.0, -9999.0, -9999.0, -9999.0, -9999.0, -9999.0, -9999.0, -9999.0, -9999.0, -9999.0, -9999.0, -9999.0, -9999.0, -9999.0, -9999.0, -9999.0, -9999.0, -9999.0, -9999.0, -9999.0, -9999.0, -9999.0, -9999.0, -9999.0, -9999.0, -9999.0, -9999.0, -9999.0, -9999.0, -9999.0, -9999.0, -9999.0, -9999.0, -9999.0, -9999.0, -9999.0, -9999.0, -9999.0, -9999.0, -9999.0, -9999.0, -9999.0, -9999.0, -9999.0, -9999.0, -9999.0, -9999.0, -9999.0, -9999.0, -9999.0, -9999.0, -9999.0, -9999.0, -9999.0, -9999.0, -9999.0, -9999.0, -9999.0, -9999.0, -9999.0, -9999.0, -9999.0, -9999.0, -9999.0, -9999.0]
floatingse.memload2.g2e.Py | output | N/m | [56.08762763562382, 56.087633468025196, 56.087767613267005, 56.08777344566838, 56.08838584780811, 56.08914407109157, -9999.0, -9999.0, -9999.0, -9999.0, -9999.0, -9999.0, -9999.0, -9999.0, -9999.0, -9999.0, -9999.0, -9999.0, -9999.0, -9999.0, -9999.0, -9999.0, -9999.0, -9999.0, -9999.0, -9999.0, -9999.0, -9999.0, -9999.0, -9999.0, -9999.0, -9999.0, -9999.0, -9999.0, -9999.0, -9999.0, -9999.0, -9999.0, -9999.0, -9999.0, -9999.0, -9999.0, -9999.0, -9999.0, -9999.0, -9999.0, -9999.0, -9999.0, -9999.0, -9999.0, -9999.0, -9999.0, -9999.0, -9999.0, -9999.0, -9999.0, -9999.0, -9999.0, -9999.0, -9999.0, -9999.0, -9999.0, -9999.0, -9999.0, -9999.0, -9999.0, -9999.0, -9999.0, -9999.0, -9999.0, -9999.0, -9999.0, -9999.0, -9999.0, -9999.0, -9999.0, -9999.0, -9999.0, -9999.0, -9999.0, -9999.0, -9999.0, -9999.0, -9999.0, -9999.0, -9999.0, -9999.0, -9999.0, -9999.0, -9999.0, -9999.0, -9999.0, -9999.0, -9999.0, -9999.0, -9999.0, -9999.0, -9999.0, -9999.0, -9999.0, -9999.0, -9999.0, -9999.0, -9999.0, -9999.0, -9999.0, -9999.0, -9999.0, -9999.0, -9999.0, -9999.0, -9999.0, -9999.0, -9999.0, -9999.0, -9999.0, -9999.0, -9999.0, -9999.0, -9999.0, -9999.0, -9999.0, -9999.0, -9999.0, -9999.0, -9999.0, -9999.0, -9999.0, -9999.0, -9999.0, -9999.0, -9999.0, -9999.0, -9999.0, -9999.0, -9999.0, -9999.0, -9999.0, -9999.0, -9999.0, -9999.0, -9999.0, -9999.0, -9999.0, -9999.0, -9999.0, -9999.0, -9999.0, -9999.0, -9999.0, -9999.0, -9999.0, -9999.0, -9999.0, -9999.0, -9999.0, -9999.0, -9999.0, -9999.0, -9999.0, -9999.0, -9999.0, -9999.0, -9999.0, -9999.0, -9999.0, -9999.0, -9999.0, -9999.0, -9999.0, -9999.0, -9999.0, -9999.0, -9999.0, -9999.0, -9999.0, -9999.0, -9999.0, -9999.0, -9999.0, -9999.0, -9999.0, -9999.0, -9999.0, -9999.0, -9999.0, -9999.0, -9999.0, -9999.0, -9999.0, -9999.0, -9999.0, -9999.0, -9999.0, -9999.0, -9999.0, -9999.0, -9999.0, -9999.0, -9999.0]
floatingse.memload2.g2e.Pz | output | N/m | [-0.007472816980140673, -0.007472817757218789, -0.0074728356300168206, -0.007472836407094938, -0.007472918000296529, -0.007473019021931177, -9999.0, -9999.0, -9999.0, -9999.0, -9999.0, -9999.0, -9999.0, -9999.0, -9999.0, -9999.0, -9999.0, -9999.0, -9999.0, -9999.0, -9999.0, -9999.0, -9999.0, -9999.0, -9999.0, -9999.0, -9999.0, -9999.0, -9999.0, -9999.0, -9999.0, -9999.0, -9999.0, -9999.0, -9999.0, -9999.0, -9999.0, -9999.0, -9999.0, -9999.0, -9999.0, -9999.0, -9999.0, -9999.0, -9999.0, -9999.0, -9999.0, -9999.0, -9999.0, -9999.0, -9999.0, -9999.0, -9999.0, -9999.0, -9999.0, -9999.0, -9999.0, -9999.0, -9999.0, -9999.0, -9999.0, -9999.0, -9999.0, -9999.0, -9999.0, -9999.0, -9999.0, -9999.0, -9999.0, -9999.0, -9999.0, -9999.0, -9999.0, -9999.0, -9999.0, -9999.0, -9999.0, -9999.0, -9999.0, -9999.0, -9999.0, -9999.0, -9999.0, -9999.0, -9999.0, -9999.0, -9999.0, -9999.0, -9999.0, -9999.0, -9999.0, -9999.0, -9999.0, -9999.0, -9999.0, -9999.0, -9999.0, -9999.0, -9999.0, -9999.0, -9999.0, -9999.0, -9999.0, -9999.0, -9999.0, -9999.0, -9999.0, -9999.0, -9999.0, -9999.0, -9999.0, -9999.0, -9999.0, -9999.0, -9999.0, -9999.0, -9999.0, -9999.0, -9999.0, -9999.0, -9999.0, -9999.0, -9999.0, -9999.0, -9999.0, -9999.0, -9999.0, -9999.0, -9999.0, -9999.0, -9999.0, -9999.0, -9999.0, -9999.0, -9999.0, -9999.0, -9999.0, -9999.0, -9999.0, -9999.0, -9999.0, -9999.0, -9999.0, -9999.0, -9999.0, -9999.0, -9999.0, -9999.0, -9999.0, -9999.0, -9999.0, -9999.0, -9999.0, -9999.0, -9999.0, -9999.0, -9999.0, -9999.0, -9999.0, -9999.0, -9999.0, -9999.0, -9999.0, -9999.0, -9999.0, -9999.0, -9999.0, -9999.0, -9999.0, -9999.0, -9999.0, -9999.0, -9999.0, -9999.0, -9999.0, -9999.0, -9999.0, -9999.0, -9999.0, -9999.0, -9999.0, -9999.0, -9999.0, -9999.0, -9999.0, -9999.0, -9999.0, -9999.0, -9999.0, -9999.0, -9999.0, -9999.0, -9999.0, -9999.0, -9999.0, -9999.0, -9999.0, -9999.0, -9999.0, -9999.0]
floatingse.memload2.g2e.qdyn | output | Pa | [705411.535622967, 705411.512595739, 705410.9829694544, 705410.9599422264, 705408.5420833029, 705405.5485439049, -9999.0, -9999.0, -9999.0, -9999.0, -9999.0, -9999.0, -9999.0, -9999.0, -9999.0, -9999.0, -9999.0, -9999.0, -9999.0, -9999.0, -9999.0, -9999.0, -9999.0, -9999.0, -9999.0, -9999.0, -9999.0, -9999.0, -9999.0, -9999.0, -9999.0, -9999.0, -9999.0, -9999.0, -9999.0, -9999.0, -9999.0, -9999.0, -9999.0, -9999.0, -9999.0, -9999.0, -9999.0, -9999.0, -9999.0, -9999.0, -9999.0, -9999.0, -9999.0, -9999.0, -9999.0, -9999.0, -9999.0, -9999.0, -9999.0, -9999.0, -9999.0, -9999.0, -9999.0, -9999.0, -9999.0, -9999.0, -9999.0, -9999.0, -9999.0, -9999.0, -9999.0, -9999.0, -9999.0, -9999.0, -9999.0, -9999.0, -9999.0, -9999.0, -9999.0, -9999.0, -9999.0, -9999.0, -9999.0, -9999.0, -9999.0, -9999.0, -9999.0, -9999.0, -9999.0, -9999.0, -9999.0, -9999.0, -9999.0, -9999.0, -9999.0, -9999.0, -9999.0, -9999.0, -9999.0, -9999.0, -9999.0, -9999.0, -9999.0, -9999.0, -9999.0, -9999.0, -9999.0, -9999.0, -9999.0, -9999.0, -9999.0, -9999.0, -9999.0, -9999.0, -9999.0, -9999.0, -9999.0, -9999.0, -9999.0, -9999.0, -9999.0, -9999.0, -9999.0, -9999.0, -9999.0, -9999.0, -9999.0, -9999.0, -9999.0, -9999.0, -9999.0, -9999.0, -9999.0, -9999.0, -9999.0, -9999.0, -9999.0, -9999.0, -9999.0, -9999.0, -9999.0, -9999.0, -9999.0, -9999.0, -9999.0, -9999.0, -9999.0, -9999.0, -9999.0, -9999.0, -9999.0, -9999.0, -9999.0, -9999.0, -9999.0, -9999.0, -9999.0, -9999.0, -9999.0, -9999.0, -9999.0, -9999.0, -9999.0, -9999.0, -9999.0, -9999.0, -9999.0, -9999.0, -9999.0, -9999.0, -9999.0, -9999.0, -9999.0, -9999.0, -9999.0, -9999.0, -9999.0, -9999.0, -9999.0, -9999.0, -9999.0, -9999.0, -9999.0, -9999.0, -9999.0, -9999.0, -9999.0, -9999.0, -9999.0, -9999.0, -9999.0, -9999.0, -9999.0, -9999.0, -9999.0, -9999.0, -9999.0, -9999.0, -9999.0, -9999.0, -9999.0, -9999.0, -9999.0, -9999.0]
floatingse.memload2.Px | output | N/m | [[32.382206913634896], [32.3822102809734], [32.38228772976487], [32.382291097103376], [32.3826446676436], [32.383082428060405], [-9999.0], [-9999.0], [-9999.0], [-9999.0], [-9999.0], [-9999.0], [-9999.0], [-9999.0], [-9999.0], [-9999.0], [-9999.0], [-9999.0], [-9999.0], [-9999.0], [-9999.0], [-9999.0], [-9999.0], [-9999.0], [-9999.0], [-9999.0], [-9999.0], [-9999.0], [-9999.0], [-9999.0], [-9999.0], [-9999.0], [-9999.0], [-9999.0], [-9999.0], [-9999.0], [-9999.0], [-9999.0], [-9999.0], [-9999.0], [-9999.0], [-9999.0], [-9999.0], [-9999.0], [-9999.0], [-9999.0], [-9999.0], [-9999.0], [-9999.0], [-9999.0], [-9999.0], [-9999.0], [-9999.0], [-9999.0], [-9999.0], [-9999.0], [-9999.0], [-9999.0], [-9999.0], [-9999.0], [-9999.0], [-9999.0], [-9999.0], [-9999.0], [-9999.0], [-9999.0], [-9999.0], [-9999.0], [-9999.0], [-9999.0], [-9999.0], [-9999.0], [-9999.0], [-9999.0], [-9999.0], [-9999.0], [-9999.0], [-9999.0], [-9999.0], [-9999.0], [-9999.0], [-9999.0], [-9999.0], [-9999.0], [-9999.0], [-9999.0], [-9999.0], [-9999.0], [-9999.0], [-9999.0], [-9999.0], [-9999.0], [-9999.0], [-9999.0], [-9999.0], [-9999.0], [-9999.0], [-9999.0], [-9999.0], [-9999.0], [-9999.0], [-9999.0], [-9999.0], [-9999.0], [-9999.0], [-9999.0], [-9999.0], [-9999.0], [-9999.0], [-9999.0], [-9999.0], [-9999.0], [-9999.0], [-9999.0], [-9999.0], [-9999.0], [-9999.0], [-9999.0], [-9999.0], [-9999.0], [-9999.0], [-9999.0], [-9999.0], [-9999.0], [-9999.0], [-9999.0], [-9999.0], [-9999.0], [-9999.0], [-9999.0], [-9999.0], [-9999.0], [-9999.0], [-9999.0], [-9999.0], [-9999.0], [-9999.0], [-9999.0], [-9999.0], [-9999.0], [-9999.0], [-9999.0], [-9999.0], [-9999.0], [-9999.0], [-9999.0], [-9999.0], [-9999.0], [-9999.0], [-9999.0], [-9999.0], [-9999.0], [-9999.0], [-9999.0], [-9999.0], [-9999.0], [-9999.0], [-9999.0], [-9999.0], [-9999.0], [-9999.0], [-9999.0], [-9999.0], [-9999.0], [-9999.0], [-9999.0], [-9999.0], [-9999.0], [-9999.0], [-9999.0], [-9999.0], [-9999.0], [-9999.0], [-9999.0], [-9999.0], [-9999.0], [-9999.0], [-9999.0], [-9999.0], [-9999.0], [-9999.0], [-9999.0], [-9999.0], [-9999.0], [-9999.0], [-9999.0], [-9999.0], [-9999.0], [-9999.0], [-9999.0], [-9999.0], [-9999.0], [-9999.0], [-9999.0], [-9999.0], [-9999.0], [-9999.0], [-9999.0], [-9999.0], [-9999.0]]
floatingse.memload2.Py | output | N/m | [[56.08762763562382], [56.087633468025196], [56.087767613267005], [56.08777344566838], [56.08838584780811], [56.08914407109157], [-9999.0], [-9999.0], [-9999.0], [-9999.0], [-9999.0], [-9999.0], [-9999.0], [-9999.0], [-9999.0], [-9999.0], [-9999.0], [-9999.0], [-9999.0], [-9999.0], [-9999.0], [-9999.0], [-9999.0], [-9999.0], [-9999.0], [-9999.0], [-9999.0], [-9999.0], [-9999.0], [-9999.0], [-9999.0], [-9999.0], [-9999.0], [-9999.0], [-9999.0], [-9999.0], [-9999.0], [-9999.0], [-9999.0], [-9999.0], [-9999.0], [-9999.0], [-9999.0], [-9999.0], [-9999.0], [-9999.0], [-9999.0], [-9999.0], [-9999.0], [-9999.0], [-9999.0], [-9999.0], [-9999.0], [-9999.0], [-9999.0], [-9999.0], [-9999.0], [-9999.0], [-9999.0], [-9999.0], [-9999.0], [-9999.0], [-9999.0], [-9999.0], [-9999.0], [-9999.0], [-9999.0], [-9999.0], [-9999.0], [-9999.0], [-9999.0], [-9999.0], [-9999.0], [-9999.0], [-9999.0], [-9999.0], [-9999.0], [-9999.0], [-9999.0], [-9999.0], [-9999.0], [-9999.0], [-9999.0], [-9999.0], [-9999.0], [-9999.0], [-9999.0], [-9999.0], [-9999.0], [-9999.0], [-9999.0], [-9999.0], [-9999.0], [-9999.0], [-9999.0], [-9999.0], [-9999.0], [-9999.0], [-9999.0], [-9999.0], [-9999.0], [-9999.0], [-9999.0], [-9999.0], [-9999.0], [-9999.0], [-9999.0], [-9999.0], [-9999.0], [-9999.0], [-9999.0], [-9999.0], [-9999.0], [-9999.0], [-9999.0], [-9999.0], [-9999.0], [-9999.0], [-9999.0], [-9999.0], [-9999.0], [-9999.0], [-9999.0], [-9999.0], [-9999.0], [-9999.0], [-9999.0], [-9999.0], [-9999.0], [-9999.0], [-9999.0], [-9999.0], [-9999.0], [-9999.0], [-9999.0], [-9999.0], [-9999.0], [-9999.0], [-9999.0], [-9999.0], [-9999.0], [-9999.0], [-9999.0], [-9999.0], [-9999.0], [-9999.0], [-9999.0], [-9999.0], [-9999.0], [-9999.0], [-9999.0], [-9999.0], [-9999.0], [-9999.0], [-9999.0], [-9999.0], [-9999.0], [-9999.0], [-9999.0], [-9999.0], [-9999.0], [-9999.0], [-9999.0], [-9999.0], [-9999.0], [-9999.0], [-9999.0], [-9999.0], [-9999.0], [-9999.0], [-9999.0], [-9999.0], [-9999.0], [-9999.0], [-9999.0], [-9999.0], [-9999.0], [-9999.0], [-9999.0], [-9999.0], [-9999.0], [-9999.0], [-9999.0], [-9999.0], [-9999.0], [-9999.0], [-9999.0], [-9999.0], [-9999.0], [-9999.0], [-9999.0], [-9999.0], [-9999.0], [-9999.0], [-9999.0], [-9999.0], [-9999.0], [-9999.0], [-9999.0], [-9999.0]]
floatingse.memload2.Pz | output | N/m | [[-0.007472816980140673], [-0.007472817757218789], [-0.0074728356300168206], [-0.007472836407094938], [-0.007472918000296529], [-0.007473019021931177], [-9999.0], [-9999.0], [-9999.0], [-9999.0], [-9999.0], [-9999.0], [-9999.0], [-9999.0], [-9999.0], [-9999.0], [-9999.0], [-9999.0], [-9999.0], [-9999.0], [-9999.0], [-9999.0], [-9999.0], [-9999.0], [-9999.0], [-9999.0], [-9999.0], [-9999.0], [-9999.0], [-9999.0], [-9999.0], [-9999.0], [-9999.0], [-9999.0], [-9999.0], [-9999.0], [-9999.0], [-9999.0], [-9999.0], [-9999.0], [-9999.0], [-9999.0], [-9999.0], [-9999.0], [-9999.0], [-9999.0], [-9999.0], [-9999.0], [-9999.0], [-9999.0], [-9999.0], [-9999.0], [-9999.0], [-9999.0], [-9999.0], [-9999.0], [-9999.0], [-9999.0], [-9999.0], [-9999.0], [-9999.0], [-9999.0], [-9999.0], [-9999.0], [-9999.0], [-9999.0], [-9999.0], [-9999.0], [-9999.0], [-9999.0], [-9999.0], [-9999.0], [-9999.0], [-9999.0], [-9999.0], [-9999.0], [-9999.0], [-9999.0], [-9999.0], [-9999.0], [-9999.0], [-9999.0], [-9999.0], [-9999.0], [-9999.0], [-9999.0], [-9999.0], [-9999.0], [-9999.0], [-9999.0], [-9999.0], [-9999.0], [-9999.0], [-9999.0], [-9999.0], [-9999.0], [-9999.0], [-9999.0], [-9999.0], [-9999.0], [-9999.0], [-9999.0], [-9999.0], [-9999.0], [-9999.0], [-9999.0], [-9999.0], [-9999.0], [-9999.0], [-9999.0], [-9999.0], [-9999.0], [-9999.0], [-9999.0], [-9999.0], [-9999.0], [-9999.0], [-9999.0], [-9999.0], [-9999.0], [-9999.0], [-9999.0], [-9999.0], [-9999.0], [-9999.0], [-9999.0], [-9999.0], [-9999.0], [-9999.0], [-9999.0], [-9999.0], [-9999.0], [-9999.0], [-9999.0], [-9999.0], [-9999.0], [-9999.0], [-9999.0], [-9999.0], [-9999.0], [-9999.0], [-9999.0], [-9999.0], [-9999.0], [-9999.0], [-9999.0], [-9999.0], [-9999.0], [-9999.0], [-9999.0], [-9999.0], [-9999.0], [-9999.0], [-9999.0], [-9999.0], [-9999.0], [-9999.0], [-9999.0], [-9999.0], [-9999.0], [-9999.0], [-9999.0], [-9999.0], [-9999.0], [-9999.0], [-9999.0], [-9999.0], [-9999.0], [-9999.0], [-9999.0], [-9999.0], [-9999.0], [-9999.0], [-9999.0], [-9999.0], [-9999.0], [-9999.0], [-9999.0], [-9999.0], [-9999.0], [-9999.0], [-9999.0], [-9999.0], [-9999.0], [-9999.0], [-9999.0], [-9999.0], [-9999.0], [-9999.0], [-9999.0], [-9999.0], [-9999.0], [-9999.0], [-9999.0], [-9999.0], [-9999.0], [-9999.0], [-9999.0], [-9999.0], [-9999.0]]
floatingse.memload2.qdyn | output | Pa | [[705411.535622967], [705411.512595739], [705410.9829694544], [705410.9599422264], [705408.5420833029], [705405.5485439049], [-9999.0], [-9999.0], [-9999.0], [-9999.0], [-9999.0], [-9999.0], [-9999.0], [-9999.0], [-9999.0], [-9999.0], [-9999.0], [-9999.0], [-9999.0], [-9999.0], [-9999.0], [-9999.0], [-9999.0], [-9999.0], [-9999.0], [-9999.0], [-9999.0], [-9999.0], [-9999.0], [-9999.0], [-9999.0], [-9999.0], [-9999.0], [-9999.0], [-9999.0], [-9999.0], [-9999.0], [-9999.0], [-9999.0], [-9999.0], [-9999.0], [-9999.0], [-9999.0], [-9999.0], [-9999.0], [-9999.0], [-9999.0], [-9999.0], [-9999.0], [-9999.0], [-9999.0], [-9999.0], [-9999.0], [-9999.0], [-9999.0], [-9999.0], [-9999.0], [-9999.0], [-9999.0], [-9999.0], [-9999.0], [-9999.0], [-9999.0], [-9999.0], [-9999.0], [-9999.0], [-9999.0], [-9999.0], [-9999.0], [-9999.0], [-9999.0], [-9999.0], [-9999.0], [-9999.0], [-9999.0], [-9999.0], [-9999.0], [-9999.0], [-9999.0], [-9999.0], [-9999.0], [-9999.0], [-9999.0], [-9999.0], [-9999.0], [-9999.0], [-9999.0], [-9999.0], [-9999.0], [-9999.0], [-9999.0], [-9999.0], [-9999.0], [-9999.0], [-9999.0], [-9999.0], [-9999.0], [-9999.0], [-9999.0], [-9999.0], [-9999.0], [-9999.0], [-9999.0], [-9999.0], [-9999.0], [-9999.0], [-9999.0], [-9999.0], [-9999.0], [-9999.0], [-9999.0], [-9999.0], [-9999.0], [-9999.0], [-9999.0], [-9999.0], [-9999.0], [-9999.0], [-9999.0], [-9999.0], [-9999.0], [-9999.0], [-9999.0], [-9999.0], [-9999.0], [-9999.0], [-9999.0], [-9999.0], [-9999.0], [-9999.0], [-9999.0], [-9999.0], [-9999.0], [-9999.0], [-9999.0], [-9999.0], [-9999.0], [-9999.0], [-9999.0], [-9999.0], [-9999.0], [-9999.0], [-9999.0], [-9999.0], [-9999.0], [-9999.0], [-9999.0], [-9999.0], [-9999.0], [-9999.0], [-9999.0], [-9999.0], [-9999.0], [-9999.0], [-9999.0], [-9999.0], [-9999.0], [-9999.0], [-9999.0], [-9999.0], [-9999.0], [-9999.0], [-9999.0], [-9999.0], [-9999.0], [-9999.0], [-9999.0], [-9999.0], [-9999.0], [-9999.0], [-9999.0], [-9999.0], [-9999.0], [-9999.0], [-9999.0], [-9999.0], [-9999.0], [-9999.0], [-9999.0], [-9999.0], [-9999.0], [-9999.0], [-9999.0], [-9999.0], [-9999.0], [-9999.0], [-9999.0], [-9999.0], [-9999.0], [-9999.0], [-9999.0], [-9999.0], [-9999.0], [-9999.0], [-9999.0], [-9999.0], [-9999.0], [-9999.0], [-9999.0], [-9999.0]]
floatingse.memload3.env.Px | output | N/m | [64.76441425839386, 64.7652897664171, 64.76616528725654]
floatingse.memload3.env.Py | output | N/m | [0.0, 0.0, 0.0]
floatingse.memload3.env.Pz | output | N/m | [0.0, 0.0, 0.0]
floatingse.memload3.env.qdyn | output | N/m**2 | [705411.535622967, 705408.5420833029, 705405.5485439049]
floatingse.memload3.env.wave.U | output | m/s | [0.11257197694567823, 0.11257333653392522, 0.11257469613859242]
floatingse.memload3.env.wave.W | output | m/s | [-0.11257197653780446, -0.11257333612605637, -0.1125746957307285]
floatingse.memload3.env.wave.V | output | m/s | [0.15920081625131924, 0.15920273899946083, 0.15920466177082415]
floatingse.memload3.env.wave.A | output | m/s**2 | [0.07073105915452446, 0.07073191340901419, 0.07073276767382104]
floatingse.memload3.env.wave.p | output | N/m**2 | [705405.0409923454, 705402.0472958024, 705399.053599522]
floatingse.memload3.env.wave.phase_speed | output | m/s | 15.6073
floatingse.memload3.env.waveLoads.waveLoads_Px | output | N/m | [64.76441425839386, 64.7652897664171, 64.76616528725654]
floatingse.memload3.env.waveLoads.waveLoads_Py | output | N/m | [0.0, 0.0, 0.0]
floatingse.memload3.env.waveLoads.waveLoads_Pz | output | N/m | [0.0, 0.0, 0.0]
floatingse.memload3.env.waveLoads.waveLoads_qdyn | output | N/m**2 | [6.494630621647385, 6.494787500419946, 6.494944382981912]
floatingse.memload3.env.waveLoads.waveLoads_pt | output | N/m**2 | [705411.535622967, 705408.5420833029, 705405.5485439049]
floatingse.memload3.env.waveLoads.waveLoads_z | output | m | [-70.0, -69.99969999999999, -69.9994]
floatingse.memload3.env.waveLoads.waveLoads_beta | output | deg | 0
floatingse.memload3.env.wind.U | output | m/s | [0.0, 0.0, 0.0]
floatingse.memload3.env.windLoads.windLoads_Px | output | N/m | [0.0, 0.0, 0.0]
floatingse.memload3.env.windLoads.windLoads_Py | output | N/m | [0.0, 0.0, 0.0]
floatingse.memload3.env.windLoads.windLoads_Pz | output | N/m | [0.0, 0.0, 0.0]
floatingse.memload3.env.windLoads.windLoads_qdyn | output | N/m**2 | [0.0, 0.0, 0.0]
floatingse.memload3.env.windLoads.windLoads_z | output | m | [-70.0, -69.99969999999999, -69.9994]
floatingse.memload3.env.windLoads.windLoads_beta | output | deg | 0
floatingse.memload3.g2e.Px | output | N/m | [32.38220691363493, 32.38221028097344, 32.382287729764904, 32.38229109710341, 32.38264466764364, 32.38308242806044, -9999.0, -9999.0, -9999.0, -9999.0, -9999.0, -9999.0, -9999.0, -9999.0, -9999.0, -9999.0, -9999.0, -9999.0, -9999.0, -9999.0, -9999.0, -9999.0, -9999.0, -9999.0, -9999.0, -9999.0, -9999.0, -9999.0, -9999.0, -9999.0, -9999.0, -9999.0, -9999.0, -9999.0, -9999.0, -9999.0, -9999.0, -9999.0, -9999.0, -9999.0, -9999.0, -9999.0, -9999.0, -9999.0, -9999.0, -9999.0, -9999.0, -9999.0, -9999.0, -9999.0, -9999.0, -9999.0, -9999.0, -9999.0, -9999.0, -9999.0, -9999.0, -9999.0, -9999.0, -9999.0, -9999.0, -9999.0, -9999.0, -9999.0, -9999.0, -9999.0, -9999.0, -9999.0, -9999.0, -9999.0, -9999.0, -9999.0, -9999.0, -9999.0, -9999.0, -9999.0, -9999.0, -9999.0, -9999.0, -9999.0, -9999.0, -9999.0, -9999.0, -9999.0, -9999.0, -9999.0, -9999.0, -9999.0, -9999.0, -9999.0, -9999.0, -9999.0, -9999.0, -9999.0, -9999.0, -9999.0, -9999.0, -9999.0, -9999.0, -9999.0, -9999.0, -9999.0, -9999.0, -9999.0, -9999.0, -9999.0, -9999.0, -9999.0, -9999.0, -9999.0, -9999.0, -9999.0, -9999.0, -9999.0, -9999.0, -9999.0, -9999.0, -9999.0, -9999.0, -9999.0, -9999.0, -9999.0, -9999.0, -9999.0, -9999.0, -9999.0, -9999.0, -9999.0, -9999.0, -9999.0, -9999.0, -9999.0, -9999.0, -9999.0, -9999.0, -9999.0, -9999.0, -9999.0, -9999.0, -9999.0, -9999.0, -9999.0, -9999.0, -9999.0, -9999.0, -9999.0, -9999.0, -9999.0, -9999.0, -9999.0, -9999.0, -9999.0, -9999.0, -9999.0, -9999.0, -9999.0, -9999.0, -9999.0, -9999.0, -9999.0, -9999.0, -9999.0, -9999.0, -9999.0, -9999.0, -9999.0, -9999.0, -9999.0, -9999.0, -9999.0, -9999.0, -9999.0, -9999.0, -9999.0, -9999.0, -9999.0, -9999.0, -9999.0, -9999.0, -9999.0, -9999.0, -9999.0, -9999.0, -9999.0, -9999.0, -9999.0, -9999.0, -9999.0, -9999.0, -9999.0, -9999.0, -9999.0, -9999.0, -9999.0, -9999.0, -9999.0, -9999.0, -9999.0, -9999.0, -9999.0]
floatingse.memload3.g2e.Py | output | N/m | [-56.0876276356238, -56.087633468025174, -56.08776761326698, -56.08777344566836, -56.08838584780809, -56.089144071091546, -9999.0, -9999.0, -9999.0, -9999.0, -9999.0, -9999.0, -9999.0, -9999.0, -9999.0, -9999.0, -9999.0, -9999.0, -9999.0, -9999.0, -9999.0, -9999.0, -9999.0, -9999.0, -9999.0, -9999.0, -9999.0, -9999.0, -9999.0, -9999.0, -9999.0, -9999.0, -9999.0, -9999.0, -9999.0, -9999.0, -9999.0, -9999.0, -9999.0, -9999.0, -9999.0, -9999.0, -9999.0, -9999.0, -9999.0, -9999.0, -9999.0, -9999.0, -9999.0, -9999.0, -9999.0, -9999.0, -9999.0, -9999.0, -9999.0, -9999.0, -9999.0, -9999.0, -9999.0, -9999.0, -9999.0, -9999.0, -9999.0, -9999.0, -9999.0, -9999.0, -9999.0, -9999.0, -9999.0, -9999.0, -9999.0, -9999.0, -9999.0, -9999.0, -9999.0, -9999.0, -9999.0, -9999.0, -9999.0, -9999.0, -9999.0, -9999.0, -9999.0, -9999.0, -9999.0, -9999.0, -9999.0, -9999.0, -9999.0, -9999.0, -9999.0, -9999.0, -9999.0, -9999.0, -9999.0, -9999.0, -9999.0, -9999.0, -9999.0, -9999.0, -9999.0, -9999.0, -9999.0, -9999.0, -9999.0, -9999.0, -9999.0, -9999.0, -9999.0, -9999.0, -9999.0, -9999.0, -9999.0, -9999.0, -9999.0, -9999.0, -9999.0, -9999.0, -9999.0, -9999.0, -9999.0, -9999.0, -9999.0, -9999.0, -9999.0, -9999.0, -9999.0, -9999.0, -9999.0, -9999.0, -9999.0, -9999.0, -9999.0, -9999.0, -9999.0, -9999.0, -9999.0, -9999.0, -9999.0, -9999.0, -9999.0, -9999.0, -9999.0, -9999.0, -9999.0, -9999.0, -9999.0, -9999.0, -9999.0, -9999.0, -9999.0, -9999.0, -9999.0, -9999.0, -9999.0, -9999.0, -9999.0, -9999.0, -9999.0, -9999.0, -9999.0, -9999.0, -9999.0, -9999.0, -9999.0, -9999.0, -9999.0, -9999.0, -9999.0, -9999.0, -9999.0, -9999.0, -9999.0, -9999.0, -9999.0, -9999.0, -9999.0, -9999.0, -9999.0, -9999.0, -9999.0, -9999.0, -9999.0, -9999.0, -9999.0, -9999.0, -9999.0, -9999.0, -9999.0, -9999.0, -9999.0, -9999.0, -9999.0, -9999.0, -9999.0, -9999.0, -9999.0, -9999.0, -9999.0, -9999.0]
floatingse.memload3.g2e.Pz | output | N/m | [-0.007472816980140673, -0.007472817757218789, -0.0074728356300168206, -0.007472836407094938, -0.007472918000296529, -0.007473019021931177, -9999.0, -9999.0, -9999.0, -9999.0, -9999.0, -9999.0, -9999.0, -9999.0, -9999.0, -9999.0, -9999.0, -9999.0, -9999.0, -9999.0, -9999.0, -9999.0, -9999.0, -9999.0, -9999.0, -9999.0, -9999.0, -9999.0, -9999.0, -9999.0, -9999.0, -9999.0, -9999.0, -9999.0, -9999.0, -9999.0, -9999.0, -9999.0, -9999.0, -9999.0, -9999.0, -9999.0, -9999.0, -9999.0, -9999.0, -9999.0, -9999.0, -9999.0, -9999.0, -9999.0, -9999.0, -9999.0, -9999.0, -9999.0, -9999.0, -9999.0, -9999.0, -9999.0, -9999.0, -9999.0, -9999.0, -9999.0, -9999.0, -9999.0, -9999.0, -9999.0, -9999.0, -9999.0, -9999.0, -9999.0, -9999.0, -9999.0, -9999.0, -9999.0, -9999.0, -9999.0, -9999.0, -9999.0, -9999.0, -9999.0, -9999.0, -9999.0, -9999.0, -9999.0, -9999.0, -9999.0, -9999.0, -9999.0, -9999.0, -9999.0, -9999.0, -9999.0, -9999.0, -9999.0, -9999.0, -9999.0, -9999.0, -9999.0, -9999.0, -9999.0, -9999.0, -9999.0, -9999.0, -9999.0, -9999.0, -9999.0, -9999.0, -9999.0, -9999.0, -9999.0, -9999.0, -9999.0, -9999.0, -9999.0, -9999.0, -9999.0, -9999.0, -9999.0, -9999.0, -9999.0, -9999.0, -9999.0, -9999.0, -9999.0, -9999.0, -9999.0, -9999.0, -9999.0, -9999.0, -9999.0, -9999.0, -9999.0, -9999.0, -9999.0, -9999.0, -9999.0, -9999.0, -9999.0, -9999.0, -9999.0, -9999.0, -9999.0, -9999.0, -9999.0, -9999.0, -9999.0, -9999.0, -9999.0, -9999.0, -9999.0, -9999.0, -9999.0, -9999.0, -9999.0, -9999.0, -9999.0, -9999.0, -9999.0, -9999.0, -9999.0, -9999.0, -9999.0, -9999.0, -9999.0, -9999.0, -9999.0, -9999.0, -9999.0, -9999.0, -9999.0, -9999.0, -9999.0, -9999.0, -9999.0, -9999.0, -9999.0, -9999.0, -9999.0, -9999.0, -9999.0, -9999.0, -9999.0, -9999.0, -9999.0, -9999.0, -9999.0, -9999.0, -9999.0, -9999.0, -9999.0, -9999.0, -9999.0, -9999.0, -9999.0, -9999.0, -9999.0, -9999.0, -9999.0, -9999.0, -9999.0]
floatingse.memload3.g2e.qdyn | output | Pa | [705411.535622967, 705411.512595739, 705410.9829694544, 705410.9599422264, 705408.5420833029, 705405.5485439049, -9999.0, -9999.0, -9999.0, -9999.0, -9999.0, -9999.0, -9999.0, -9999.0, -9999.0, -9999.0, -9999.0, -9999.0, -9999.0, -9999.0, -9999.0, -9999.0, -9999.0, -9999.0, -9999.0, -9999.0, -9999.0, -9999.0, -9999.0, -9999.0, -9999.0, -9999.0, -9999.0, -9999.0, -9999.0, -9999.0, -9999.0, -9999.0, -9999.0, -9999.0, -9999.0, -9999.0, -9999.0, -9999.0, -9999.0, -9999.0, -9999.0, -9999.0, -9999.0, -9999.0, -9999.0, -9999.0, -9999.0, -9999.0, -9999.0, -9999.0, -9999.0, -9999.0, -9999.0, -9999.0, -9999.0, -9999.0, -9999.0, -9999.0, -9999.0, -9999.0, -9999.0, -9999.0, -9999.0, -9999.0, -9999.0, -9999.0, -9999.0, -9999.0, -9999.0, -9999.0, -9999.0, -9999.0, -9999.0, -9999.0, -9999.0, -9999.0, -9999.0, -9999.0, -9999.0, -9999.0, -9999.0, -9999.0, -9999.0, -9999.0, -9999.0, -9999.0, -9999.0, -9999.0, -9999.0, -9999.0, -9999.0, -9999.0, -9999.0, -9999.0, -9999.0, -9999.0, -9999.0, -9999.0, -9999.0, -9999.0, -9999.0, -9999.0, -9999.0, -9999.0, -9999.0, -9999.0, -9999.0, -9999.0, -9999.0, -9999.0, -9999.0, -9999.0, -9999.0, -9999.0, -9999.0, -9999.0, -9999.0, -9999.0, -9999.0, -9999.0, -9999.0, -9999.0, -9999.0, -9999.0, -9999.0, -9999.0, -9999.0, -9999.0, -9999.0, -9999.0, -9999.0, -9999.0, -9999.0, -9999.0, -9999.0, -9999.0, -9999.0, -9999.0, -9999.0, -9999.0, -9999.0, -9999.0, -9999.0, -9999.0, -9999.0, -9999.0, -9999.0, -9999.0, -9999.0, -9999.0, -9999.0, -9999.0, -9999.0, -9999.0, -9999.0, -9999.0, -9999.0, -9999.0, -9999.0, -9999.0, -9999.0, -9999.0, -9999.0, -9999.0, -9999.0, -9999.0, -9999.0, -9999.0, -9999.0, -9999.0, -9999.0, -9999.0, -9999.0, -9999.0, -9999.0, -9999.0, -9999.0, -9999.0, -9999.0, -9999.0, -9999.0, -9999.0, -9999.0, -9999.0, -9999.0, -9999.0, -9999.0, -9999.0, -9999.0, -9999.0, -9999.0, -9999.0, -9999.0, -9999.0]
floatingse.memload3.Px | output | N/m | [[32.38220691363493], [32.38221028097344], [32.382287729764904], [32.38229109710341], [32.38264466764364], [32.38308242806044], [-9999.0], [-9999.0], [-9999.0], [-9999.0], [-9999.0], [-9999.0], [-9999.0], [-9999.0], [-9999.0], [-9999.0], [-9999.0], [-9999.0], [-9999.0], [-9999.0], [-9999.0], [-9999.0], [-9999.0], [-9999.0], [-9999.0], [-9999.0], [-9999.0], [-9999.0], [-9999.0], [-9999.0], [-9999.0], [-9999.0], [-9999.0], [-9999.0], [-9999.0], [-9999.0], [-9999.0], [-9999.0], [-9999.0], [-9999.0], [-9999.0], [-9999.0], [-9999.0], [-9999.0], [-9999.0], [-9999.0], [-9999.0], [-9999.0], [-9999.0], [-9999.0], [-9999.0], [-9999.0], [-9999.0], [-9999.0], [-9999.0], [-9999.0], [-9999.0], [-9999.0], [-9999.0], [-9999.0], [-9999.0], [-9999.0], [-9999.0], [-9999.0], [-9999.0], [-9999.0], [-9999.0], [-9999.0], [-9999.0], [-9999.0], [-9999.0], [-9999.0], [-9999.0], [-9999.0], [-9999.0], [-9999.0], [-9999.0], [-9999.0], [-9999.0], [-9999.0], [-9999.0], [-9999.0], [-9999.0], [-9999.0], [-9999.0], [-9999.0], [-9999.0], [-9999.0], [-9999.0], [-9999.0], [-9999.0], [-9999.0], [-9999.0], [-9999.0], [-9999.0], [-9999.0], [-9999.0], [-9999.0], [-9999.0], [-9999.0], [-9999.0], [-9999.0], [-9999.0], [-9999.0], [-9999.0], [-9999.0], [-9999.0], [-9999.0], [-9999.0], [-9999.0], [-9999.0], [-9999.0], [-9999.0], [-9999.0], [-9999.0], [-9999.0], [-9999.0], [-9999.0], [-9999.0], [-9999.0], [-9999.0], [-9999.0], [-9999.0], [-9999.0], [-9999.0], [-9999.0], [-9999.0], [-9999.0], [-9999.0], [-9999.0], [-9999.0], [-9999.0], [-9999.0], [-9999.0], [-9999.0], [-9999.0], [-9999.0], [-9999.0], [-9999.0], [-9999.0], [-9999.0], [-9999.0], [-9999.0], [-9999.0], [-9999.0], [-9999.0], [-9999.0], [-9999.0], [-9999.0], [-9999.0], [-9999.0], [-9999.0], [-9999.0], [-9999.0], [-9999.0], [-9999.0], [-9999.0], [-9999.0], [-9999.0], [-9999.0], [-9999.0], [-9999.0], [-9999.0], [-9999.0], [-9999.0], [-9999.0], [-9999.0], [-9999.0], [-9999.0], [-9999.0], [-9999.0], [-9999.0], [-9999.0], [-9999.0], [-9999.0], [-9999.0], [-9999.0], [-9999.0], [-9999.0], [-9999.0], [-9999.0], [-9999.0], [-9999.0], [-9999.0], [-9999.0], [-9999.0], [-9999.0], [-9999.0], [-9999.0], [-9999.0], [-9999.0], [-9999.0], [-9999.0], [-9999.0], [-9999.0], [-9999.0], [-9999.0], [-9999.0], [-9999.0], [-9999.0]]
floatingse.memload3.Py | output | N/m | [[-56.0876276356238], [-56.087633468025174], [-56.08776761326698], [-56.08777344566836], [-56.08838584780809], [-56.089144071091546], [-9999.0], [-9999.0], [-9999.0], [-9999.0], [-9999.0], [-9999.0], [-9999.0], [-9999.0], [-9999.0], [-9999.0], [-9999.0], [-9999.0], [-9999.0], [-9999.0], [-9999.0], [-9999.0], [-9999.0], [-9999.0], [-9999.0], [-9999.0], [-9999.0], [-9999.0], [-9999.0], [-9999.0], [-9999.0], [-9999.0], [-9999.0], [-9999.0], [-9999.0], [-9999.0], [-9999.0], [-9999.0], [-9999.0], [-9999.0], [-9999.0], [-9999.0], [-9999.0], [-9999.0], [-9999.0], [-9999.0], [-9999.0], [-9999.0], [-9999.0], [-9999.0], [-9999.0], [-9999.0], [-9999.0], [-9999.0], [-9999.0], [-9999.0], [-9999.0], [-9999.0], [-9999.0], [-9999.0], [-9999.0], [-9999.0], [-9999.0], [-9999.0], [-9999.0], [-9999.0], [-9999.0], [-9999.0], [-9999.0], [-9999.0], [-9999.0], [-9999.0], [-9999.0], [-9999.0], [-9999.0], [-9999.0], [-9999.0], [-9999.0], [-9999.0], [-9999.0], [-9999.0], [-9999.0], [-9999.0], [-9999.0], [-9999.0], [-9999.0], [-9999.0], [-9999.0], [-9999.0], [-9999.0], [-9999.0], [-9999.0], [-9999.0], [-9999.0], [-9999.0], [-9999.0], [-9999.0], [-9999.0], [-9999.0], [-9999.0], [-9999.0], [-9999.0], [-9999.0], [-9999.0], [-9999.0], [-9999.0], [-9999.0], [-9999.0], [-9999.0], [-9999.0], [-9999.0], [-9999.0], [-9999.0], [-9999.0], [-9999.0], [-9999.0], [-9999.0], [-9999.0], [-9999.0], [-9999.0], [-9999.0], [-9999.0], [-9999.0], [-9999.0], [-9999.0], [-9999.0], [-9999.0], [-9999.0], [-9999.0], [-9999.0], [-9999.0], [-9999.0], [-9999.0], [-9999.0], [-9999.0], [-9999.0], [-9999.0], [-9999.0], [-9999.0], [-9999.0], [-9999.0], [-9999.0], [-9999.0], [-9999.0], [-9999.0], [-9999.0], [-9999.0], [-9999.0], [-9999.0], [-9999.0], [-9999.0], [-9999.0], [-9999.0], [-9999.0], [-9999.0], [-9999.0], [-9999.0], [-9999.0], [-9999.0], [-9999.0], [-9999.0], [-9999.0], [-9999.0], [-9999.0], [-9999.0], [-9999.0], [-9999.0], [-9999.0], [-9999.0], [-9999.0], [-9999.0], [-9999.0], [-9999.0], [-9999.0], [-9999.0], [-9999.0], [-9999.0], [-9999.0], [-9999.0], [-9999.0], [-9999.0], [-9999.0], [-9999.0], [-9999.0], [-9999.0], [-9999.0], [-9999.0], [-9999.0], [-9999.0], [-9999.0], [-9999.0], [-9999.0], [-9999.0], [-9999.0], [-9999.0], [-9999.0], [-9999.0], [-9999.0], [-9999.0], [-9999.0]]
floatingse.memload3.Pz | output | N/m | [[-0.007472816980140673], [-0.007472817757218789], [-0.0074728356300168206], [-0.007472836407094938], [-0.007472918000296529], [-0.007473019021931177], [-9999.0], [-9999.0], [-9999.0], [-9999.0], [-9999.0], [-9999.0], [-9999.0], [-9999.0], [-9999.0], [-9999.0], [-9999.0], [-9999.0], [-9999.0], [-9999.0], [-9999.0], [-9999.0], [-9999.0], [-9999.0], [-9999.0], [-9999.0], [-9999.0], [-9999.0], [-9999.0], [-9999.0], [-9999.0], [-9999.0], [-9999.0], [-9999.0], [-9999.0], [-9999.0], [-9999.0], [-9999.0], [-9999.0], [-9999.0], [-9999.0], [-9999.0], [-9999.0], [-9999.0], [-9999.0], [-9999.0], [-9999.0], [-9999.0], [-9999.0], [-9999.0], [-9999.0], [-9999.0], [-9999.0], [-9999.0], [-9999.0], [-9999.0], [-9999.0], [-9999.0], [-9999.0], [-9999.0], [-9999.0], [-9999.0], [-9999.0], [-9999.0], [-9999.0], [-9999.0], [-9999.0], [-9999.0], [-9999.0], [-9999.0], [-9999.0], [-9999.0], [-9999.0], [-9999.0], [-9999.0], [-9999.0], [-9999.0], [-9999.0], [-9999.0], [-9999.0], [-9999.0], [-9999.0], [-9999.0], [-9999.0], [-9999.0], [-9999.0], [-9999.0], [-9999.0], [-9999.0], [-9999.0], [-9999.0], [-9999.0], [-9999.0], [-9999.0], [-9999.0], [-9999.0], [-9999.0], [-9999.0], [-9999.0], [-9999.0], [-9999.0], [-9999.0], [-9999.0], [-9999.0], [-9999.0], [-9999.0], [-9999.0], [-9999.0], [-9999.0], [-9999.0], [-9999.0], [-9999.0], [-9999.0], [-9999.0], [-9999.0], [-9999.0], [-9999.0], [-9999.0], [-9999.0], [-9999.0], [-9999.0], [-9999.0], [-9999.0], [-9999.0], [-9999.0], [-9999.0], [-9999.0], [-9999.0], [-9999.0], [-9999.0], [-9999.0], [-9999.0], [-9999.0], [-9999.0], [-9999.0], [-9999.0], [-9999.0], [-9999.0], [-9999.0], [-9999.0], [-9999.0], [-9999.0], [-9999.0], [-9999.0], [-9999.0], [-9999.0], [-9999.0], [-9999.0], [-9999.0], [-9999.0], [-9999.0], [-9999.0], [-9999.0], [-9999.0], [-9999.0], [-9999.0], [-9999.0], [-9999.0], [-9999.0], [-9999.0], [-9999.0], [-9999.0], [-9999.0], [-9999.0], [-9999.0], [-9999.0], [-9999.0], [-9999.0], [-9999.0], [-9999.0], [-9999.0], [-9999.0], [-9999.0], [-9999.0], [-9999.0], [-9999.0], [-9999.0], [-9999.0], [-9999.0], [-9999.0], [-9999.0], [-9999.0], [-9999.0], [-9999.0], [-9999.0], [-9999.0], [-9999.0], [-9999.0], [-9999.0], [-9999.0], [-9999.0], [-9999.0], [-9999.0], [-9999.0], [-9999.0], [-9999.0], [-9999.0], [-9999.0], [-9999.0], [-9999.0]]
floatingse.memload3.qdyn | output | Pa | [[705411.535622967], [705411.512595739], [705410.9829694544], [705410.9599422264], [705408.5420833029], [705405.5485439049], [-9999.0], [-9999.0], [-9999.0], [-9999.0], [-9999.0], [-9999.0], [-9999.0], [-9999.0], [-9999.0], [-9999.0], [-9999.0], [-9999.0], [-9999.0], [-9999.0], [-9999.0], [-9999.0], [-9999.0], [-9999.0], [-9999.0], [-9999.0], [-9999.0], [-9999.0], [-9999.0], [-9999.0], [-9999.0], [-9999.0], [-9999.0], [-9999.0], [-9999.0], [-9999.0], [-9999.0], [-9999.0], [-9999.0], [-9999.0], [-9999.0], [-9999.0], [-9999.0], [-9999.0], [-9999.0], [-9999.0], [-9999.0], [-9999.0], [-9999.0], [-9999.0], [-9999.0], [-9999.0], [-9999.0], [-9999.0], [-9999.0], [-9999.0], [-9999.0], [-9999.0], [-9999.0], [-9999.0], [-9999.0], [-9999.0], [-9999.0], [-9999.0], [-9999.0], [-9999.0], [-9999.0], [-9999.0], [-9999.0], [-9999.0], [-9999.0], [-9999.0], [-9999.0], [-9999.0], [-9999.0], [-9999.0], [-9999.0], [-9999.0], [-9999.0], [-9999.0], [-9999.0], [-9999.0], [-9999.0], [-9999.0], [-9999.0], [-9999.0], [-9999.0], [-9999.0], [-9999.0], [-9999.0], [-9999.0], [-9999.0], [-9999.0], [-9999.0], [-9999.0], [-9999.0], [-9999.0], [-9999.0], [-9999.0], [-9999.0], [-9999.0], [-9999.0], [-9999.0], [-9999.0], [-9999.0], [-9999.0], [-9999.0], [-9999.0], [-9999.0], [-9999.0], [-9999.0], [-9999.0], [-9999.0], [-9999.0], [-9999.0], [-9999.0], [-9999.0], [-9999.0], [-9999.0], [-9999.0], [-9999.0], [-9999.0], [-9999.0], [-9999.0], [-9999.0], [-9999.0], [-9999.0], [-9999.0], [-9999.0], [-9999.0], [-9999.0], [-9999.0], [-9999.0], [-9999.0], [-9999.0], [-9999.0], [-9999.0], [-9999.0], [-9999.0], [-9999.0], [-9999.0], [-9999.0], [-9999.0], [-9999.0], [-9999.0], [-9999.0], [-9999.0], [-9999.0], [-9999.0], [-9999.0], [-9999.0], [-9999.0], [-9999.0], [-9999.0], [-9999.0], [-9999.0], [-9999.0], [-9999.0], [-9999.0], [-9999.0], [-9999.0], [-9999.0], [-9999.0], [-9999.0], [-9999.0], [-9999.0], [-9999.0], [-9999.0], [-9999.0], [-9999.0], [-9999.0], [-9999.0], [-9999.0], [-9999.0], [-9999.0], [-9999.0], [-9999.0], [-9999.0], [-9999.0], [-9999.0], [-9999.0], [-9999.0], [-9999.0], [-9999.0], [-9999.0], [-9999.0], [-9999.0], [-9999.0], [-9999.0], [-9999.0], [-9999.0], [-9999.0], [-9999.0], [-9999.0], [-9999.0], [-9999.0], [-9999.0], [-9999.0], [-9999.0], [-9999.0]]
floatingse.constr_platform_stress | output |  | [[0.00309003759519518], [0.3540773968819249], [0.003380611655827185], [0.33361386487742395], [0.22221806975625968], [0.18555353857401718], [0.18329730580394185], [0.1686740334848762], [0.0012838827544678385], [0.13194024792368741], [0.08605164766247647], [0.0015537303116176433], [0.0015650501466612683], [0.04863132106951179], [0.06310433629011908], [0.0999039004621019], [0.16440194292654214], [0.016202373124909568], [0.0017962723372492231], [0.01619400879530568], [0.0018269394554986855], [7.405998447155582e-05], [7.409868438345672e-05], [0.0017962660878303944], [0.01619359165779342], [0.0018267774912983723], [7.405884554562211e-05], [7.409194431145888e-05], [0.0017962662454928744], [0.016193591870779175], [0.001826777684088544], [7.40588805037017e-05], [7.409210545307372e-05], [-9999.0], [-9999.0], [-9999.0], [-9999.0], [-9999.0], [-9999.0], [-9999.0], [-9999.0], [-9999.0], [-9999.0], [-9999.0], [-9999.0], [-9999.0], [-9999.0], [-9999.0], [-9999.0], [-9999.0], [-9999.0], [-9999.0], [-9999.0], [-9999.0], [-9999.0], [-9999.0], [-9999.0], [-9999.0], [-9999.0], [-9999.0], [-9999.0], [-9999.0], [-9999.0], [-9999.0], [-9999.0], [-9999.0], [-9999.0], [-9999.0], [-9999.0], [-9999.0], [-9999.0], [-9999.0], [-9999.0], [-9999.0], [-9999.0], [-9999.0], [-9999.0], [-9999.0], [-9999.0], [-9999.0], [-9999.0], [-9999.0], [-9999.0], [-9999.0], [-9999.0], [-9999.0], [-9999.0], [-9999.0], [-9999.0], [-9999.0], [-9999.0], [-9999.0], [-9999.0], [-9999.0], [-9999.0], [-9999.0], [-9999.0], [-9999.0], [-9999.0], [-9999.0], [-9999.0], [-9999.0], [-9999.0], [-9999.0], [-9999.0], [-9999.0], [-9999.0], [-9999.0], [-9999.0], [-9999.0], [-9999.0], [-9999.0], [-9999.0], [-9999.0], [-9999.0], [-9999.0], [-9999.0], [-9999.0], [-9999.0], [-9999.0], [-9999.0], [-9999.0], [-9999.0], [-9999.0], [-9999.0], [-9999.0], [-9999.0], [-9999.0], [-9999.0], [-9999.0], [-9999.0], [-9999.0], [-9999.0], [-9999.0], [-9999.0], [-9999.0], [-9999.0], [-9999.0], [-9999.0], [-9999.0], [-9999.0], [-9999.0], [-9999.0], [-9999.0], [-9999.0], [-9999.0], [-9999.0], [-9999.0], [-9999.0], [-9999.0], [-9999.0], [-9999.0], [-9999.0], [-9999.0], [-9999.0], [-9999.0], [-9999.0], [-9999.0], [-9999.0], [-9999.0], [-9999.0], [-9999.0], [-9999.0], [-9999.0], [-9999.0], [-9999.0], [-9999.0], [-9999.0], [-9999.0], [-9999.0], [-9999.0], [-9999.0], [-9999.0], [-9999.0], [-9999.0], [-9999.0], [-9999.0], [-9999.0], [-9999.0], [-9999.0], [-9999.0], [-9999.0], [-9999.0], [-9999.0], [-9999.0], [-9999.0], [-9999.0], [-9999.0], [-9999.0], [-9999.0], [-9999.0], [-9999.0], [-9999.0], [-9999.0], [-9999.0], [-9999.0], [-9999.0], [-9999.0], [-9999.0], [-9999.0], [-9999.0], [-9999.0], [-9999.0], [-9999.0], [-9999.0], [-9999.0], [-9999.0], [-9999.0], [-9999.0], [-9999.0], [-9999.0], [-9999.0], [-9999.0], [-9999.0], [-9999.0], [-9999.0], [-9999.0], [-9999.0], [-9999.0], [-9999.0], [-9999.0], [-9999.0], [-9999.0], [-9999.0], [-9999.0], [-9999.0], [-9999.0], [-9999.0], [-9999.0], [-9999.0], [-9999.0], [-9999.0], [-9999.0], [-9999.0], [-9999.0], [-9999.0], [-9999.0], [-9999.0], [-9999.0], [-9999.0], [-9999.0], [-9999.0], [-9999.0], [-9999.0], [-9999.0], [-9999.0], [-9999.0], [-9999.0], [-9999.0], [-9999.0], [-9999.0], [-9999.0], [-9999.0], [-9999.0], [-9999.0], [-9999.0], [-9999.0], [-9999.0], [-9999.0], [-9999.0], [-9999.0], [-9999.0], [-9999.0], [-9999.0], [-9999.0], [-9999.0], [-9999.0], [-9999.0], [-9999.0], [-9999.0], [-9999.0], [-9999.0], [-9999.0], [-9999.0], [-9999.0], [-9999.0], [-9999.0], [-9999.0], [-9999.0], [-9999.0], [-9999.0], [-9999.0], [-9999.0], [-9999.0], [-9999.0], [-9999.0], [-9999.0], [-9999.0], [-9999.0], [-9999.0], [-9999.0], [-9999.0], [-9999.0], [-9999.0], [-9999.0], [-9999.0], [-9999.0], [-9999.0], [-9999.0], [-9999.0], [-9999.0], [-9999.0], [-9999.0], [-9999.0], [-9999.0], [-9999.0], [-9999.0], [-9999.0], [-9999.0], [-9999.0], [-9999.0], [-9999.0], [-9999.0], [-9999.0], [-9999.0], [-9999.0], [-9999.0], [-9999.0], [-9999.0], [-9999.0], [-9999.0], [-9999.0], [-9999.0], [-9999.0], [-9999.0], [-9999.0], [-9999.0], [-9999.0], [-9999.0], [-9999.0], [-9999.0], [-9999.0], [-9999.0], [-9999.0], [-9999.0], [-9999.0], [-9999.0], [-9999.0], [-9999.0], [-9999.0], [-9999.0], [-9999.0], [-9999.0], [-9999.0], [-9999.0], [-9999.0], [-9999.0], [-9999.0], [-9999.0], [-9999.0], [-9999.0], [-9999.0], [-9999.0], [-9999.0], [-9999.0], [-9999.0], [-9999.0], [-9999.0], [-9999.0], [-9999.0], [-9999.0], [-9999.0], [-9999.0], [-9999.0], [-9999.0], [-9999.0], [-9999.0], [-9999.0], [-9999.0], [-9999.0], [-9999.0], [-9999.0], [-9999.0], [-9999.0], [-9999.0], [-9999.0], [-9999.0], [-9999.0], [-9999.0], [-9999.0], [-9999.0], [-9999.0], [-9999.0], [-9999.0], [-9999.0], [-9999.0], [-9999.0], [-9999.0], [-9999.0], [-9999.0], [-9999.0], [-9999.0], [-9999.0], [-9999.0], [-9999.0], [-9999.0], [-9999.0], [-9999.0], [-9999.0], [-9999.0], [-9999.0], [-9999.0], [-9999.0], [-9999.0], [-9999.0], [-9999.0], [-9999.0], [-9999.0], [-9999.0], [-9999.0], [-9999.0], [-9999.0], [-9999.0], [-9999.0], [-9999.0], [-9999.0], [-9999.0], [-9999.0], [-9999.0], [-9999.0], [-9999.0], [-9999.0], [-9999.0], [-9999.0], [-9999.0], [-9999.0], [-9999.0], [-9999.0], [-9999.0], [-9999.0], [-9999.0], [-9999.0], [-9999.0], [-9999.0], [-9999.0], [-9999.0], [-9999.0], [-9999.0], [-9999.0], [-9999.0], [-9999.0], [-9999.0], [-9999.0], [-9999.0], [-9999.0], [-9999.0], [-9999.0], [-9999.0], [-9999.0], [-9999.0], [-9999.0], [-9999.0], [-9999.0], [-9999.0], [-9999.0], [-9999.0], [-9999.0], [-9999.0], [-9999.0], [-9999.0], [-9999.0], [-9999.0], [-9999.0], [-9999.0], [-9999.0], [-9999.0], [-9999.0], [-9999.0], [-9999.0], [-9999.0], [-9999.0], [-9999.0], [-9999.0], [-9999.0], [-9999.0], [-9999.0], [-9999.0], [-9999.0], [-9999.0], [-9999.0], [-9999.0], [-9999.0], [-9999.0], [-9999.0], [-9999.0], [-9999.0], [-9999.0], [-9999.0], [-9999.0], [-9999.0], [-9999.0], [-9999.0], [-9999.0], [-9999.0], [-9999.0], [-9999.0], [-9999.0], [-9999.0], [-9999.0], [-9999.0]]
floatingse.constr_platform_shell_buckling | output |  | [[0.0020098626062533976], [0.009848247763431827], [0.0020098626062533516], [0.009149415568215663], [0.019274851506858752], [0.002015361575046374], [0.002015361575046374], [0.009925967049527522], [0.0020098626062533516], [0.011482883659772973], [0.02158586077704192], [0.002009862606253349], [0.002009862606253349], [0.0031899633944562317], [0.003114033391454127], [0.004794165093111661], [0.0047649728790506805], [0.0020098626062533625], [0.0020098626062539627], [0.0020099603117278916], [0.0020098626062539627], [2.4416112313315022e-05], [2.652207436747831e-05], [0.0020098626062539627], [0.00200996031172871], [0.0020098626062539627], [2.441611229637766e-05], [2.652207436808947e-05], [0.0020098626062539627], [0.00200996031172871], [0.0020098626062539627], [2.441611229637766e-05], [2.652207436808947e-05], [-9999.0], [-9999.0], [-9999.0], [-9999.0], [-9999.0], [-9999.0], [-9999.0], [-9999.0], [-9999.0], [-9999.0], [-9999.0], [-9999.0], [-9999.0], [-9999.0], [-9999.0], [-9999.0], [-9999.0], [-9999.0], [-9999.0], [-9999.0], [-9999.0], [-9999.0], [-9999.0], [-9999.0], [-9999.0], [-9999.0], [-9999.0], [-9999.0], [-9999.0], [-9999.0], [-9999.0], [-9999.0], [-9999.0], [-9999.0], [-9999.0], [-9999.0], [-9999.0], [-9999.0], [-9999.0], [-9999.0], [-9999.0], [-9999.0], [-9999.0], [-9999.0], [-9999.0], [-9999.0], [-9999.0], [-9999.0], [-9999.0], [-9999.0], [-9999.0], [-9999.0], [-9999.0], [-9999.0], [-9999.0], [-9999.0], [-9999.0], [-9999.0], [-9999.0], [-9999.0], [-9999.0], [-9999.0], [-9999.0], [-9999.0], [-9999.0], [-9999.0], [-9999.0], [-9999.0], [-9999.0], [-9999.0], [-9999.0], [-9999.0], [-9999.0], [-9999.0], [-9999.0], [-9999.0], [-9999.0], [-9999.0], [-9999.0], [-9999.0], [-9999.0], [-9999.0], [-9999.0], [-9999.0], [-9999.0], [-9999.0], [-9999.0], [-9999.0], [-9999.0], [-9999.0], [-9999.0], [-9999.0], [-9999.0], [-9999.0], [-9999.0], [-9999.0], [-9999.0], [-9999.0], [-9999.0], [-9999.0], [-9999.0], [-9999.0], [-9999.0], [-9999.0], [-9999.0], [-9999.0], [-9999.0], [-9999.0], [-9999.0], [-9999.0], [-9999.0], [-9999.0], [-9999.0], [-9999.0], [-9999.0], [-9999.0], [-9999.0], [-9999.0], [-9999.0], [-9999.0], [-9999.0], [-9999.0], [-9999.0], [-9999.0], [-9999.0], [-9999.0], [-9999.0], [-9999.0], [-9999.0], [-9999.0], [-9999.0], [-9999.0], [-9999.0], [-9999.0], [-9999.0], [-9999.0], [-9999.0], [-9999.0], [-9999.0], [-9999.0], [-9999.0], [-9999.0], [-9999.0], [-9999.0], [-9999.0], [-9999.0], [-9999.0], [-9999.0], [-9999.0], [-9999.0], [-9999.0], [-9999.0], [-9999.0], [-9999.0], [-9999.0], [-9999.0], [-9999.0], [-9999.0], [-9999.0], [-9999.0], [-9999.0], [-9999.0], [-9999.0], [-9999.0], [-9999.0], [-9999.0], [-9999.0], [-9999.0], [-9999.0], [-9999.0], [-9999.0], [-9999.0], [-9999.0], [-9999.0], [-9999.0], [-9999.0], [-9999.0], [-9999.0], [-9999.0], [-9999.0], [-9999.0], [-9999.0], [-9999.0], [-9999.0], [-9999.0], [-9999.0], [-9999.0], [-9999.0], [-9999.0], [-9999.0], [-9999.0], [-9999.0], [-9999.0], [-9999.0], [-9999.0], [-9999.0], [-9999.0], [-9999.0], [-9999.0], [-9999.0], [-9999.0], [-9999.0], [-9999.0], [-9999.0], [-9999.0], [-9999.0], [-9999.0], [-9999.0], [-9999.0], [-9999.0], [-9999.0], [-9999.0], [-9999.0], [-9999.0], [-9999.0], [-9999.0], [-9999.0], [-9999.0], [-9999.0], [-9999.0], [-9999.0], [-9999.0], [-9999.0], [-9999.0], [-9999.0], [-9999.0], [-9999.0], [-9999.0], [-9999.0], [-9999.0], [-9999.0], [-9999.0], [-9999.0], [-9999.0], [-9999.0], [-9999.0], [-9999.0], [-9999.0], [-9999.0], [-9999.0], [-9999.0], [-9999.0], [-9999.0], [-9999.0], [-9999.0], [-9999.0], [-9999.0], [-9999.0], [-9999.0], [-9999.0], [-9999.0], [-9999.0], [-9999.0], [-9999.0], [-9999.0], [-9999.0], [-9999.0], [-9999.0], [-9999.0], [-9999.0], [-9999.0], [-9999.0], [-9999.0], [-9999.0], [-9999.0], [-9999.0], [-9999.0], [-9999.0], [-9999.0], [-9999.0], [-9999.0], [-9999.0], [-9999.0], [-9999.0], [-9999.0], [-9999.0], [-9999.0], [-9999.0], [-9999.0], [-9999.0], [-9999.0], [-9999.0], [-9999.0], [-9999.0], [-9999.0], [-9999.0], [-9999.0], [-9999.0], [-9999.0], [-9999.0], [-9999.0], [-9999.0], [-9999.0], [-9999.0], [-9999.0], [-9999.0], [-9999.0], [-9999.0], [-9999.0], [-9999.0], [-9999.0], [-9999.0], [-9999.0], [-9999.0], [-9999.0], [-9999.0], [-9999.0], [-9999.0], [-9999.0], [-9999.0], [-9999.0], [-9999.0], [-9999.0], [-9999.0], [-9999.0], [-9999.0], [-9999.0], [-9999.0], [-9999.0], [-9999.0], [-9999.0], [-9999.0], [-9999.0], [-9999.0], [-9999.0], [-9999.0], [-9999.0], [-9999.0], [-9999.0], [-9999.0], [-9999.0], [-9999.0], [-9999.0], [-9999.0], [-9999.0], [-9999.0], [-9999.0], [-9999.0], [-9999.0], [-9999.0], [-9999.0], [-9999.0], [-9999.0], [-9999.0], [-9999.0], [-9999.0], [-9999.0], [-9999.0], [-9999.0], [-9999.0], [-9999.0], [-9999.0], [-9999.0], [-9999.0], [-9999.0], [-9999.0], [-9999.0], [-9999.0], [-9999.0], [-9999.0], [-9999.0], [-9999.0], [-9999.0], [-9999.0], [-9999.0], [-9999.0], [-9999.0], [-9999.0], [-9999.0], [-9999.0], [-9999.0], [-9999.0], [-9999.0], [-9999.0], [-9999.0], [-9999.0], [-9999.0], [-9999.0], [-9999.0], [-9999.0], [-9999.0], [-9999.0], [-9999.0], [-9999.0], [-9999.0], [-9999.0], [-9999.0], [-9999.0], [-9999.0], [-9999.0], [-9999.0], [-9999.0], [-9999.0], [-9999.0], [-9999.0], [-9999.0], [-9999.0], [-9999.0], [-9999.0], [-9999.0], [-9999.0], [-9999.0], [-9999.0], [-9999.0], [-9999.0], [-9999.0], [-9999.0], [-9999.0], [-9999.0], [-9999.0], [-9999.0], [-9999.0], [-9999.0], [-9999.0], [-9999.0], [-9999.0], [-9999.0], [-9999.0], [-9999.0], [-9999.0], [-9999.0], [-9999.0], [-9999.0], [-9999.0], [-9999.0], [-9999.0], [-9999.0], [-9999.0], [-9999.0], [-9999.0], [-9999.0], [-9999.0], [-9999.0], [-9999.0], [-9999.0], [-9999.0], [-9999.0], [-9999.0], [-9999.0], [-9999.0], [-9999.0], [-9999.0], [-9999.0], [-9999.0], [-9999.0], [-9999.0], [-9999.0], [-9999.0], [-9999.0], [-9999.0], [-9999.0], [-9999.0], [-9999.0], [-9999.0], [-9999.0], [-9999.0], [-9999.0], [-9999.0], [-9999.0], [-9999.0], [-9999.0], [-9999.0], [-9999.0], [-9999.0], [-9999.0], [-9999.0], [-9999.0]]
floatingse.constr_platform_global_buckling | output |  | [[9.936659742480473e-12], [1.4972424248957303e-10], [9.936659742480473e-12], [1.4972424248957303e-10], [1.4972424248957303e-10], [1.4972424248957303e-10], [1.4972424248957303e-10], [1.4972424248957303e-10], [9.936659742480473e-12], [1.4972424248957303e-10], [1.4972424248957303e-10], [9.936659742480473e-12], [9.936659742480473e-12], [1.761725428242205e-10], [2.5539989579381986e-10], [3.1672682466182636e-10], [3.1672682466182636e-10], [3.0052728613740194e-11], [8.253230595548402e-09], [1.3979049111701222e-08], [8.253230595548402e-09], [4.051295094899589e-10], [4.051295094899589e-10], [8.253230595548402e-09], [1.3979049111701222e-08], [8.253230595548402e-09], [4.051295094899589e-10], [4.051295094899589e-10], [8.253230595548402e-09], [1.3979049111701222e-08], [8.253230595548402e-09], [4.051295094899589e-10], [4.051295094899589e-10], [-9999.0], [-9999.0], [-9999.0], [-9999.0], [-9999.0], [-9999.0], [-9999.0], [-9999.0], [-9999.0], [-9999.0], [-9999.0], [-9999.0], [-9999.0], [-9999.0], [-9999.0], [-9999.0], [-9999.0], [-9999.0], [-9999.0], [-9999.0], [-9999.0], [-9999.0], [-9999.0], [-9999.0], [-9999.0], [-9999.0], [-9999.0], [-9999.0], [-9999.0], [-9999.0], [-9999.0], [-9999.0], [-9999.0], [-9999.0], [-9999.0], [-9999.0], [-9999.0], [-9999.0], [-9999.0], [-9999.0], [-9999.0], [-9999.0], [-9999.0], [-9999.0], [-9999.0], [-9999.0], [-9999.0], [-9999.0], [-9999.0], [-9999.0], [-9999.0], [-9999.0], [-9999.0], [-9999.0], [-9999.0], [-9999.0], [-9999.0], [-9999.0], [-9999.0], [-9999.0], [-9999.0], [-9999.0], [-9999.0], [-9999.0], [-9999.0], [-9999.0], [-9999.0], [-9999.0], [-9999.0], [-9999.0], [-9999.0], [-9999.0], [-9999.0], [-9999.0], [-9999.0], [-9999.0], [-9999.0], [-9999.0], [-9999.0], [-9999.0], [-9999.0], [-9999.0], [-9999.0], [-9999.0], [-9999.0], [-9999.0], [-9999.0], [-9999.0], [-9999.0], [-9999.0], [-9999.0], [-9999.0], [-9999.0], [-9999.0], [-9999.0], [-9999.0], [-9999.0], [-9999.0], [-9999.0], [-9999.0], [-9999.0], [-9999.0], [-9999.0], [-9999.0], [-9999.0], [-9999.0], [-9999.0], [-9999.0], [-9999.0], [-9999.0], [-9999.0], [-9999.0], [-9999.0], [-9999.0], [-9999.0], [-9999.0], [-9999.0], [-9999.0], [-9999.0], [-9999.0], [-9999.0], [-9999.0], [-9999.0], [-9999.0], [-9999.0], [-9999.0], [-9999.0], [-9999.0], [-9999.0], [-9999.0], [-9999.0], [-9999.0], [-9999.0], [-9999.0], [-9999.0], [-9999.0], [-9999.0], [-9999.0], [-9999.0], [-9999.0], [-9999.0], [-9999.0], [-9999.0], [-9999.0], [-9999.0], [-9999.0], [-9999.0], [-9999.0], [-9999.0], [-9999.0], [-9999.0], [-9999.0], [-9999.0], [-9999.0], [-9999.0], [-9999.0], [-9999.0], [-9999.0], [-9999.0], [-9999.0], [-9999.0], [-9999.0], [-9999.0], [-9999.0], [-9999.0], [-9999.0], [-9999.0], [-9999.0], [-9999.0], [-9999.0], [-9999.0], [-9999.0], [-9999.0], [-9999.0], [-9999.0], [-9999.0], [-9999.0], [-9999.0], [-9999.0], [-9999.0], [-9999.0], [-9999.0], [-9999.0], [-9999.0], [-9999.0], [-9999.0], [-9999.0], [-9999.0], [-9999.0], [-9999.0], [-9999.0], [-9999.0], [-9999.0], [-9999.0], [-9999.0], [-9999.0], [-9999.0], [-9999.0], [-9999.0], [-9999.0], [-9999.0], [-9999.0], [-9999.0], [-9999.0], [-9999.0], [-9999.0], [-9999.0], [-9999.0], [-9999.0], [-9999.0], [-9999.0], [-9999.0], [-9999.0], [-9999.0], [-9999.0], [-9999.0], [-9999.0], [-9999.0], [-9999.0], [-9999.0], [-9999.0], [-9999.0], [-9999.0], [-9999.0], [-9999.0], [-9999.0], [-9999.0], [-9999.0], [-9999.0], [-9999.0], [-9999.0], [-9999.0], [-9999.0], [-9999.0], [-9999.0], [-9999.0], [-9999.0], [-9999.0], [-9999.0], [-9999.0], [-9999.0], [-9999.0], [-9999.0], [-9999.0], [-9999.0], [-9999.0], [-9999.0], [-9999.0], [-9999.0], [-9999.0], [-9999.0], [-9999.0], [-9999.0], [-9999.0], [-9999.0], [-9999.0], [-9999.0], [-9999.0], [-9999.0], [-9999.0], [-9999.0], [-9999.0], [-9999.0], [-9999.0], [-9999.0], [-9999.0], [-9999.0], [-9999.0], [-9999.0], [-9999.0], [-9999.0], [-9999.0], [-9999.0], [-9999.0], [-9999.0], [-9999.0], [-9999.0], [-9999.0], [-9999.0], [-9999.0], [-9999.0], [-9999.0], [-9999.0], [-9999.0], [-9999.0], [-9999.0], [-9999.0], [-9999.0], [-9999.0], [-9999.0], [-9999.0], [-9999.0], [-9999.0], [-9999.0], [-9999.0], [-9999.0], [-9999.0], [-9999.0], [-9999.0], [-9999.0], [-9999.0], [-9999.0], [-9999.0], [-9999.0], [-9999.0], [-9999.0], [-9999.0], [-9999.0], [-9999.0], [-9999.0], [-9999.0], [-9999.0], [-9999.0], [-9999.0], [-9999.0], [-9999.0], [-9999.0], [-9999.0], [-9999.0], [-9999.0], [-9999.0], [-9999.0], [-9999.0], [-9999.0], [-9999.0], [-9999.0], [-9999.0], [-9999.0], [-9999.0], [-9999.0], [-9999.0], [-9999.0], [-9999.0], [-9999.0], [-9999.0], [-9999.0], [-9999.0], [-9999.0], [-9999.0], [-9999.0], [-9999.0], [-9999.0], [-9999.0], [-9999.0], [-9999.0], [-9999.0], [-9999.0], [-9999.0], [-9999.0], [-9999.0], [-9999.0], [-9999.0], [-9999.0], [-9999.0], [-9999.0], [-9999.0], [-9999.0], [-9999.0], [-9999.0], [-9999.0], [-9999.0], [-9999.0], [-9999.0], [-9999.0], [-9999.0], [-9999.0], [-9999.0], [-9999.0], [-9999.0], [-9999.0], [-9999.0], [-9999.0], [-9999.0], [-9999.0], [-9999.0], [-9999.0], [-9999.0], [-9999.0], [-9999.0], [-9999.0], [-9999.0], [-9999.0], [-9999.0], [-9999.0], [-9999.0], [-9999.0], [-9999.0], [-9999.0], [-9999.0], [-9999.0], [-9999.0], [-9999.0], [-9999.0], [-9999.0], [-9999.0], [-9999.0], [-9999.0], [-9999.0], [-9999.0], [-9999.0], [-9999.0], [-9999.0], [-9999.0], [-9999.0], [-9999.0], [-9999.0], [-9999.0], [-9999.0], [-9999.0], [-9999.0], [-9999.0], [-9999.0], [-9999.0], [-9999.0], [-9999.0], [-9999.0], [-9999.0], [-9999.0], [-9999.0], [-9999.0], [-9999.0], [-9999.0], [-9999.0], [-9999.0], [-9999.0], [-9999.0], [-9999.0], [-9999.0], [-9999.0], [-9999.0], [-9999.0], [-9999.0], [-9999.0], [-9999.0], [-9999.0], [-9999.0], [-9999.0], [-9999.0], [-9999.0], [-9999.0], [-9999.0], [-9999.0], [-9999.0], [-9999.0], [-9999.0], [-9999.0], [-9999.0], [-9999.0], [-9999.0], [-9999.0], [-9999.0], [-9999.0], [-9999.0], [-9999.0], [-9999.0], [-9999.0], [-9999.0], [-9999.0], [-9999.0], [-9999.0], [-9999.0], [-9999.0], [-9999.0], [-9999.0], [-9999.0], [-9999.0], [-9999.0]]
floatingse.tower_L | output | m | [0.0, 0.0, 0.0, 0.0, 0.0, 0.0, 0.0, 0.0, 0.0, 0.0, 0.0, 0.0, 0.0, 0.0, 0.0, 0.0, 0.0, 0.0, 0.0, 0.0, 0.0, 0.0, 0.0, 0.0, 0.0, 0.0, 0.0, 0.0, 0.0, 0.0]
floatingse.f1 | output | Hz | 0.56022
floatingse.f2 | output | Hz | 0.56818
floatingse.structural_frequencies | output | Hz | [0.5602168921007872, 0.5681809479878505, 1.674951201945014, 2.27077595820621, 2.616599742841927, 6.550804028018683]
floatingse.fore_aft_modes | output |  | [[0.9668590150711189, 0.16330337943225157, -0.11718708606227371, 0.09909162123932354, -0.11206692968046451], [0.0038549637275651547, 0.000652422957048373, -0.0004677037452864853, 0.0003969592930730303, -0.0004477191429433686], [-28.796012728100898, 17.57451693647423, -5.724087248143029, 30.018463842648046, -12.072880802878679]]
floatingse.side_side_modes | output |  | [[0.9520624263282174, 0.17291084245628222, -0.12770490936895448, 0.11807157764191306, -0.11533993705750302], [-136.82794844150712, 83.42191168481654, -46.120600040031135, 151.35744840506493, -50.83081160834132], [-51.16825394951942, -3.3074075013135644, 206.1369967846709, -172.64264035747203, 21.98130502363394]]
floatingse.torsion_modes | output |  | [[0.0, 0.0, 0.0, 0.0, 0.0], [0.0, 0.0, 0.0, 0.0, 0.0], [0.0, 0.0, 0.0, 0.0, 0.0]]
floatingse.fore_aft_freqs | output | Hz | [0.5681809479878505, 1.674951201945014, 2.616599742841927]
floatingse.side_side_freqs | output | Hz | [0.5602168921007872, 2.27077595820621, 6.550804028018683]
floatingse.torsion_freqs | output | Hz | [0.0, 0.0, 0.0]
floatingse.hydrostatic_stiffness | output | N/m | [0.0, 0.0, 333539.2623631036, 1761041790.5362456, 1761041790.5362456, 0.0] | Summary hydrostatic stiffness of structure
floatingse.rigid_body_periods | output | s | [85.60864081172477, 85.60863777915988, 29.69342974122943, 10.325047189867488, 10.322604842270565, 14.306673557586825] | Natural periods of oscillation in 6 DOF
floatingse.surge_period | output | s | 85.6086 | Surge period of oscillation
floatingse.sway_period | output | s | 85.6086 | Sway period of oscillation
floatingse.heave_period | output | s | 29.6934 | Heave period of oscillation
floatingse.roll_period | output | s | 10.325 | Roll period of oscillation
floatingse.pitch_period | output | s | 10.3226 | Pitch period of oscillation
floatingse.yaw_period | output | s | 14.3067 | Yaw period of oscillation
floatingse.system_structural_center_of_mass | output | m | [-0.07725053683016886, -0.0028556452061704305, -85.28390223357027]
floatingse.system_structural_mass | output | kg | 7350812.3329
floatingse.constr_variable_margin | output |  | 0.11237
floatingse.member_variable_volume | output | m**3 | [513.6405844156732, 0.0, 0.0, 0.0]
floatingse.member_variable_height | output |  | [0.05892263435148137, 0.0, 0.0, 0.0]
floatingse.platform_centroid | output | m | [5.882353689113482e-10, 0.0, -58.26275158411765]
floatingse.platform_cost | output | USD | 10052778.7899
floatingse.platform_elem_memid | output | n/a | [-1, -1, -1, -1, -1, -1, -1, -1, -1, -1, -1, -1, -1, -1, -1, -1, -1, -1, -1, -1, -1, -1, -1, -1, -1, -1, -1, -1, -1, -1, -1, -1, -1, -1, -1, -1, -1, -1, -1, -1, -1, -1, -1, -1, -1, -1, -1, -1, -1, -1, -1, -1, -1, -1, -1, -1, -1, -1, -1, -1, -1, -1, -1, -1, -1, -1, -1, -1, -1, -1, -1, -1, -1, -1, -1, -1, -1, -1, -1, -1, -1, -1, -1, -1, -1, -1, -1, -1, -1, -1, -1, -1, -1, -1, -1, -1, -1, -1, -1, -1, -1, -1, -1, -1, -1, -1, -1, -1, -1, -1, -1, -1, -1, -1, -1, -1, -1, -1, -1, -1, -1, -1, -1, -1, -1, -1, -1, -1, -1, -1, -1, -1, -1, -1, -1, -1, -1, -1, -1, -1, -1, -1, -1, -1, -1, -1, -1, -1, -1, -1, -1, -1, -1, -1, -1, -1, -1, -1, -1, -1, -1, -1, -1, -1, -1, -1, -1, -1, -1, -1, -1, -1, -1, -1, -1, -1, -1, -1, -1, -1, -1, -1, -1, -1, -1, -1, -1, -1, -1, -1, -1, -1, -1, -1, -1, -1, -1, -1, -1, -1, -1, -1, -1, -1, -1, -1, -1, -1, -1, -1, -1, -1, -1, -1, -1, -1, -1, -1, -1, -1, -1, -1, -1, -1, -1, -1, -1, -1, -1, -1, -1, -1, -1, -1, -1, -1, -1, -1, -1, -1, -1, -1, -1, -1, -1, -1, -1, -1, -1, -1, -1, -1, -1, -1, -1, -1, -1, -1, -1, -1, -1, -1, -1, -1, -1, -1, -1, -1, -1, -1, -1, -1, -1, -1, -1, -1, -1, -1, -1, -1, -1, -1, -1, -1, -1, -1, -1, -1, -1, -1, -1, -1, -1, -1, -1, -1, -1, -1, -1, -1, -1, -1, -1, -1, -1, -1, -1, -1, -1, -1, -1, -1, -1, -1, -1, -1, -1, -1, -1, -1, -1, -1, -1, -1, -1, -1, -1, -1, -1, -1, -1, -1, -1, -1, -1, -1, -1, -1, -1, -1, -1, -1, -1, -1, -1, -1, -1, -1, -1, -1, -1, -1, -1, -1, -1, -1, -1, -1, -1, -1, -1, -1, -1, -1, -1, -1, -1, -1, -1, -1, -1, -1, -1, -1, -1, -1, -1, -1, -1, -1, -1, -1, -1, -1, -1, -1, -1, -1, -1, -1, -1, -1, -1, -1, -1, -1, -1, -1, -1, -1, -1, -1, -1, -1, -1, -1, -1, -1, -1, -1, -1, -1, -1, -1, -1, -1, -1, -1, -1, -1, -1, -1, -1, -1, -1, -1, -1, -1, -1, -1, -1, -1, -1, -1, -1, -1, -1, -1, -1, -1, -1, -1, -1, -1, -1, -1, -1, -1, -1, -1, -1, -1, -1, -1, -1, -1, -1, -1, -1, -1, -1, -1, -1, -1, -1, -1, -1, -1, -1, -1, -1, -1, -1, -1, -1, -1, -1, -1, -1, -1, -1, -1, -1, -1, -1, -1, -1, -1, -1, -1, -1, -1, -1, -1, -1, -1, -1, -1, -1, -1]
floatingse.member0.constr_d_to_t | output |  | [117.5, 117.5, 117.5, 99.375, 81.25]
floatingse.member0.constr_taper | output |  | [1.0, 1.0, 1.0, 0.6914893617021276, 1.0]
floatingse.member0.slope | output |  | [1.0, 1.0, 1.0, 0.6914893617021276, 1.0]
floatingse.member0.thickness_slope | output |  | [1.0, 1.0, 1.0, 1.0]
floatingse.member0.ca_usr_grid_full | output |  | [1.0, 1.0, 1.0, 1.0, 1.0, 1.0, 1.0, 1.0, 1.0, 1.0, 1.0]
floatingse.member0.cd_usr_grid_full | output |  | [0.8, 0.8, 0.8, 0.8, 0.8, 0.8, 0.8, 0.8, 0.8, 0.8, 0.8]
floatingse.member0.nu_full | output |  | [0.26103404791929385, 0.26103404791929385, 0.26103404791929385, 0.26103404791929385, 0.26103404791929385, 0.26103404791929385, 0.26103404791929385, 0.26103404791929385, 0.26103404791929385, 0.26103404791929385]
floatingse.member0.nodes_r | output | m | [4.7, 4.7, 4.7, 4.7, 4.7, 4.7, 4.7, 3.9749999999999988, 3.25, 3.25, 3.25]
floatingse.member0.z_global | output | m | [-120.0, -94.99969999999999, -69.9994, -68.99969999999999, -68.0, -39.998000000000005, -11.99600000000001, -7.998499999999993, -4.001000000000005, 2.999500000000012, 10.0]
floatingse.member0.center_of_buoyancy | output | m | [0.0, 0.0, -62.06526901259867]
floatingse.member0.displacement | output | m**3 | 8029.269
floatingse.member0.buoyancy_force | output | N | 80706103.2771
floatingse.member0.idx_cb | output |  | 4
floatingse.member0.Awater | output | m**2 | 33.1831
floatingse.member0.Iwaterx | output | m**4 | 87.6241
floatingse.member0.Iwatery | output | m**4 | 87.6241
floatingse.member0.added_mass | output | kg | [8230000.752277616, 8230000.752277616, 141891.43333333332, 9261872221.638563, 9261872221.638563, 0.0]
floatingse.member0.waterline_centroid | output | m | [0.0, 0.0]
floatingse.member0.z_dim | output | m | [-120.0, -94.99969999999999, -69.9994, -68.99969999999999, -68.0, -39.998000000000005, -11.99600000000001, -7.998499999999993, -4.001000000000005, 2.999500000000012, 10.0]
floatingse.member0.d_eff | output | m | [9.4, 9.4, 9.4, 9.4, 9.4, 9.4, 9.4, 7.9499999999999975, 6.5, 6.5, 6.5]
floatingse.member0.section_height | output | m | [50.000600000000006, 1.9993999999999943, 56.00399999999999, 7.9950000000000045, 14.001000000000005]
floatingse.member0.sigma_ult | output | Pa | [450000000.0, 450000000.0, 450000000.0, 450000000.0, 450000000.0]
floatingse.member0.wohler_exp | output |  | [3.0, 3.0, 3.0, 3.0, 3.0]
floatingse.member0.wohler_A | output |  | [35534648443.719765, 35534648443.719765, 35534648443.719765, 35534648443.719765, 35534648443.719765]
floatingse.member0.z_param | output | m | [-120.0, -69.9994, -68.0, -11.99600000000001, -4.001000000000005, 10.0]
floatingse.member0.sec_loc | output |  | [0.0, 0.2653082882309244, 0.5612464183381088, 0.8877745940783189, 1.0] | normalized sectional location
floatingse.member0.str_tw | output | deg | [0.0, 0.0, 0.0, 0.0, 0.0] | structural twist of section
floatingse.member0.tw_iner | output | deg | [0.0, 0.0, 0.0, 0.0, 0.0] | inertial twist of section
floatingse.member0.mass_den | output | kg/m | [18270.497563629164, 18270.497563629164, 18270.497563629164, 15427.984530661042, 12585.471497693006] | sectional mass per unit length
floatingse.member0.foreaft_iner | output | kg*m | [198392.02484442305, 198392.02484442305, 198392.02484442305, 119457.53427226214, 64851.0468068874] | sectional fore-aft intertia per unit length about the Y_G inertia axis
floatingse.member0.sideside_iner | output | kg*m | [198392.02484442305, 198392.02484442305, 198392.02484442305, 119457.53427226214, 64851.0468068874] | sectional side-side intertia per unit length about the Y_G inertia axis
floatingse.member0.foreaft_stff | output | N*m**2 | [5086974996010.847, 5086974996010.847, 5086974996010.847, 3063013699288.773, 1662847354022.754] | sectional fore-aft bending stiffness per unit length about the Y_E elastic axis
floatingse.member0.sideside_stff | output | N*m**2 | [5086974996010.847, 5086974996010.847, 5086974996010.847, 3063013699288.773, 1662847354022.754] | sectional side-side bending stiffness per unit length about the Y_E elastic axis
floatingse.member0.tor_stff | output | N*m**2 | [4033971171836.6016, 4033971171836.6016, 4033971171836.6016, 2428969863535.9966, 1318637951740.044] | sectional torsional stiffness
floatingse.member0.axial_stff | output | N | [468474296503.3119, 468474296503.3119, 468474296503.3119, 395589346940.02673, 322704397376.7438] | sectional axial stiffness
floatingse.member0.cg_offst | output | m | [0.0, 0.0, 0.0, 0.0, 0.0] | offset from the sectional center of mass
floatingse.member0.sc_offst | output | m | [0.0, 0.0, 0.0, 0.0, 0.0] | offset from the sectional shear center
floatingse.member0.tc_offst | output | m | [0.0, 0.0, 0.0, 0.0, 0.0] | offset from the sectional tension center
floatingse.member0.axial_load2stress | output | m**2 | [[0.0, 0.0, 0.4269177658044385, 0.18478565370129366, 0.18478565370129366, 0.0], [0.0, 0.0, 0.4269177658044385, 0.18478565370129366, 0.18478565370129366, 0.0], [0.0, 0.0, 0.4269177658044385, 0.18478565370129366, 0.18478565370129366, 0.0], [0.0, 0.0, 0.5055747874583715, 0.2595483004808623, 0.2595483004808623, 0.0], [0.0, 0.0, 0.6197622394544208, 0.3908957718984382, 0.3908957718984382, 0.0]]
floatingse.member0.shear_load2stress | output | m**2 | [[0.7003896202090854, 0.7003896202090854, 0.0, 0.0, 0.0, 0.09239282685064683], [0.7003896202090854, 0.7003896202090854, 0.0, 0.0, 0.0, 0.09239282685064683], [0.7003896202090854, 0.7003896202090854, 0.0, 0.0, 0.0, 0.09239282685064683], [0.8288223862471784, 0.8288223862471784, 0.0, 0.0, 0.0, 0.12977415024043115], [1.0149205090841869, 1.0149205090841869, 0.0, 0.0, 0.0, 0.1954478859492191]]
floatingse.member0.shell_cost | output | USD | 5354766.0983
floatingse.member0.shell_mass | output | kg | 2272842.7416
floatingse.member0.shell_z_cg | output | m | 62.4855
floatingse.member0.shell_I_base | output | kg*m**2 | [11905932743.721285, 11905932743.721285, 46645183.61657357, 0.0, 0.0, 0.0]
floatingse.member0.bulkhead_mass | output | kg | 143070.1746
floatingse.member0.bulkhead_z_cg | output | m | 45.1868
floatingse.member0.bulkhead_cost | output | USD | 168328.416
floatingse.member0.bulkhead_I_base | output | kg*m**2 | [628768724.3111017, 628768724.3111017, 1457337.7155307862, 0.0, 0.0, 0.0]
floatingse.member0.stiffener_mass | output | kg | 0
floatingse.member0.stiffener_z_cg | output | m | 0
floatingse.member0.stiffener_cost | output | USD | 0
floatingse.member0.stiffener_I_base | output | kg*m**2 | [0.0, 0.0, 0.0, 0.0, 0.0, 0.0]
floatingse.member0.flange_spacing_ratio | output |  | 0
floatingse.member0.stiffener_radius_ratio | output |  | [-9999.0, -9999.0, -9999.0, -9999.0, -9999.0, -9999.0, -9999.0, -9999.0, -9999.0, -9999.0, -9999.0, -9999.0, -9999.0, -9999.0, -9999.0, -9999.0, -9999.0, -9999.0, -9999.0, -9999.0, -9999.0, -9999.0, -9999.0, -9999.0, -9999.0, -9999.0, -9999.0, -9999.0, -9999.0, -9999.0, -9999.0, -9999.0, -9999.0, -9999.0, -9999.0, -9999.0, -9999.0, -9999.0, -9999.0, -9999.0, -9999.0, -9999.0, -9999.0, -9999.0, -9999.0, -9999.0, -9999.0, -9999.0, -9999.0, -9999.0, -9999.0, -9999.0, -9999.0, -9999.0, -9999.0, -9999.0, -9999.0, -9999.0, -9999.0, -9999.0, -9999.0, -9999.0, -9999.0, -9999.0, -9999.0, -9999.0, -9999.0, -9999.0, -9999.0, -9999.0, -9999.0, -9999.0, -9999.0, -9999.0, -9999.0, -9999.0, -9999.0, -9999.0, -9999.0, -9999.0, -9999.0, -9999.0, -9999.0, -9999.0, -9999.0, -9999.0, -9999.0, -9999.0, -9999.0, -9999.0, -9999.0, -9999.0, -9999.0, -9999.0, -9999.0, -9999.0, -9999.0, -9999.0, -9999.0, -9999.0, -9999.0, -9999.0, -9999.0, -9999.0, -9999.0, -9999.0, -9999.0, -9999.0, -9999.0, -9999.0, -9999.0, -9999.0, -9999.0, -9999.0, -9999.0, -9999.0, -9999.0, -9999.0, -9999.0, -9999.0, -9999.0, -9999.0, -9999.0, -9999.0, -9999.0, -9999.0, -9999.0, -9999.0, -9999.0, -9999.0, -9999.0, -9999.0, -9999.0, -9999.0, -9999.0, -9999.0, -9999.0, -9999.0, -9999.0, -9999.0, -9999.0, -9999.0, -9999.0, -9999.0, -9999.0, -9999.0, -9999.0, -9999.0, -9999.0, -9999.0, -9999.0, -9999.0, -9999.0, -9999.0, -9999.0, -9999.0, -9999.0, -9999.0, -9999.0, -9999.0, -9999.0, -9999.0, -9999.0, -9999.0, -9999.0, -9999.0, -9999.0, -9999.0, -9999.0, -9999.0, -9999.0, -9999.0, -9999.0, -9999.0, -9999.0, -9999.0, -9999.0, -9999.0, -9999.0, -9999.0, -9999.0, -9999.0, -9999.0, -9999.0, -9999.0, -9999.0, -9999.0, -9999.0, -9999.0, -9999.0, -9999.0, -9999.0, -9999.0, -9999.0, -9999.0, -9999.0, -9999.0, -9999.0, -9999.0, -9999.0]
floatingse.member0.constr_flange_compactness | output |  | 0
floatingse.member0.constr_web_compactness | output |  | 0
floatingse.member0.ballast_cost | output | USD | 4500000
floatingse.member0.ballast_mass | output | kg | 4500000
floatingse.member0.ballast_height | output |  | [0.10324412152256533, 0.0]
floatingse.member0.ballast_z_cg | output | m | 6.7109
floatingse.member0.ballast_I_base | output | kg*m**2 | [294226937.74429417, 294226937.74429417, 48024900.000000015, 0.0, 0.0, 0.0]
floatingse.member0.variable_ballast_capacity | output | m**3 | 4570.8292
floatingse.member0.variable_ballast_Vpts | output | m**3 | [0.0, 581.1468887057769, 1162.2937774115537, 1743.440666117332, 2324.5875548231083, 2905.734443528886, 3486.8813322346623, 3968.146150750062, 4297.226464849963, 4570.82923512767]
floatingse.member0.variable_ballast_spts | output |  | [0.4, 0.4666666666666667, 0.5333333333333333, 0.6000000000000001, 0.6666666666666667, 0.7333333333333334, 0.8, 0.8666666666666667, 0.9333333333333333, 1.0]
floatingse.member0.constr_ballast_capacity | output |  | [0.2581103038064133, 0.0]
floatingse.member0.total_mass | output | kg | 6915912.9162
floatingse.member0.total_cost | output | USD | 10023094.5143
floatingse.member0.structural_mass | output | kg | 2415912.9162
floatingse.member0.structural_cost | output | USD | 5523094.5143
floatingse.member0.z_cg | output | m | 25.8366
floatingse.member0.I_total | output | kg*m**2 | [8212353677.471067, 8212353677.471067, 96127421.33210437, 0.0, 0.0, 0.0]
floatingse.member0.s_all | output |  | [0.0, 0.0007692307692307692, 0.09980769230769232, 0.10019230769230769, 0.19231, 0.38462, 0.39231000000000005, 0.4, 0.4998076923076923, 0.5001923076923077, 0.6154, 0.8306076923076923, 0.8308, 0.8309923076923077, 0.86155, 0.8923, 0.94615, 0.9996153846153846, 1.0, -9999.0, -9999.0, -9999.0, -9999.0, -9999.0, -9999.0, -9999.0, -9999.0, -9999.0, -9999.0, -9999.0, -9999.0, -9999.0, -9999.0, -9999.0, -9999.0, -9999.0, -9999.0, -9999.0, -9999.0, -9999.0, -9999.0, -9999.0, -9999.0, -9999.0, -9999.0, -9999.0, -9999.0, -9999.0, -9999.0, -9999.0, -9999.0, -9999.0, -9999.0, -9999.0, -9999.0, -9999.0, -9999.0, -9999.0, -9999.0, -9999.0, -9999.0, -9999.0, -9999.0, -9999.0, -9999.0, -9999.0, -9999.0, -9999.0, -9999.0, -9999.0, -9999.0, -9999.0, -9999.0, -9999.0, -9999.0, -9999.0, -9999.0, -9999.0, -9999.0, -9999.0, -9999.0, -9999.0, -9999.0, -9999.0, -9999.0, -9999.0, -9999.0, -9999.0, -9999.0, -9999.0, -9999.0, -9999.0, -9999.0, -9999.0, -9999.0, -9999.0, -9999.0, -9999.0, -9999.0, -9999.0, -9999.0, -9999.0, -9999.0, -9999.0, -9999.0, -9999.0, -9999.0, -9999.0, -9999.0, -9999.0, -9999.0, -9999.0, -9999.0, -9999.0, -9999.0, -9999.0, -9999.0, -9999.0, -9999.0, -9999.0, -9999.0, -9999.0, -9999.0, -9999.0, -9999.0, -9999.0, -9999.0, -9999.0, -9999.0, -9999.0, -9999.0, -9999.0, -9999.0, -9999.0, -9999.0, -9999.0, -9999.0, -9999.0, -9999.0, -9999.0, -9999.0, -9999.0, -9999.0, -9999.0, -9999.0, -9999.0, -9999.0, -9999.0, -9999.0, -9999.0, -9999.0, -9999.0, -9999.0, -9999.0, -9999.0, -9999.0, -9999.0, -9999.0, -9999.0, -9999.0, -9999.0, -9999.0, -9999.0, -9999.0, -9999.0, -9999.0, -9999.0, -9999.0, -9999.0, -9999.0, -9999.0, -9999.0, -9999.0, -9999.0, -9999.0, -9999.0, -9999.0, -9999.0, -9999.0, -9999.0, -9999.0, -9999.0, -9999.0, -9999.0, -9999.0, -9999.0, -9999.0, -9999.0, -9999.0, -9999.0, -9999.0, -9999.0, -9999.0, -9999.0, -9999.0, -9999.0, -9999.0, -9999.0, -9999.0, -9999.0]
floatingse.member0.center_of_mass | output | m | [0.0, 0.0, -94.16341098601248]
floatingse.member0.nodes_xyz_all | output | m | [[0.0, 0.0, -120.0], [0.0, 0.0, -119.9], [0.0, 0.0, -107.025], [0.0, 0.0, -106.975], [0.0, 0.0, -94.99969999999999], [0.0, 0.0, -69.9994], [0.0, 0.0, -68.99969999999999], [0.0, 0.0, -68.0], [0.0, 0.0, -55.025000000000006], [0.0, 0.0, -54.974999999999994], [0.0, 0.0, -39.998000000000005], [0.0, 0.0, -12.021], [0.0, 0.0, -11.99600000000001], [0.0, 0.0, -11.971000000000004], [0.0, 0.0, -7.998499999999993], [0.0, 0.0, -4.001000000000005], [0.0, 0.0, 2.999500000000012], [0.0, 0.0, 9.949999999999989], [0.0, 0.0, 10.0], [-9999.0, -9999.0, -9999.0], [-9999.0, -9999.0, -9999.0], [-9999.0, -9999.0, -9999.0], [-9999.0, -9999.0, -9999.0], [-9999.0, -9999.0, -9999.0], [-9999.0, -9999.0, -9999.0], [-9999.0, -9999.0, -9999.0], [-9999.0, -9999.0, -9999.0], [-9999.0, -9999.0, -9999.0], [-9999.0, -9999.0, -9999.0], [-9999.0, -9999.0, -9999.0], [-9999.0, -9999.0, -9999.0], [-9999.0, -9999.0, -9999.0], [-9999.0, -9999.0, -9999.0], [-9999.0, -9999.0, -9999.0], [-9999.0, -9999.0, -9999.0], [-9999.0, -9999.0, -9999.0], [-9999.0, -9999.0, -9999.0], [-9999.0, -9999.0, -9999.0], [-9999.0, -9999.0, -9999.0], [-9999.0, -9999.0, -9999.0], [-9999.0, -9999.0, -9999.0], [-9999.0, -9999.0, -9999.0], [-9999.0, -9999.0, -9999.0], [-9999.0, -9999.0, -9999.0], [-9999.0, -9999.0, -9999.0], [-9999.0, -9999.0, -9999.0], [-9999.0, -9999.0, -9999.0], [-9999.0, -9999.0, -9999.0], [-9999.0, -9999.0, -9999.0], [-9999.0, -9999.0, -9999.0], [-9999.0, -9999.0, -9999.0], [-9999.0, -9999.0, -9999.0], [-9999.0, -9999.0, -9999.0], [-9999.0, -9999.0, -9999.0], [-9999.0, -9999.0, -9999.0], [-9999.0, -9999.0, -9999.0], [-9999.0, -9999.0, -9999.0], [-9999.0, -9999.0, -9999.0], [-9999.0, -9999.0, -9999.0], [-9999.0, -9999.0, -9999.0], [-9999.0, -9999.0, -9999.0], [-9999.0, -9999.0, -9999.0], [-9999.0, -9999.0, -9999.0], [-9999.0, -9999.0, -9999.0], [-9999.0, -9999.0, -9999.0], [-9999.0, -9999.0, -9999.0], [-9999.0, -9999.0, -9999.0], [-9999.0, -9999.0, -9999.0], [-9999.0, -9999.0, -9999.0], [-9999.0, -9999.0, -9999.0], [-9999.0, -9999.0, -9999.0], [-9999.0, -9999.0, -9999.0], [-9999.0, -9999.0, -9999.0], [-9999.0, -9999.0, -9999.0], [-9999.0, -9999.0, -9999.0], [-9999.0, -9999.0, -9999.0], [-9999.0, -9999.0, -9999.0], [-9999.0, -9999.0, -9999.0], [-9999.0, -9999.0, -9999.0], [-9999.0, -9999.0, -9999.0], [-9999.0, -9999.0, -9999.0], [-9999.0, -9999.0, -9999.0], [-9999.0, -9999.0, -9999.0], [-9999.0, -9999.0, -9999.0], [-9999.0, -9999.0, -9999.0], [-9999.0, -9999.0, -9999.0], [-9999.0, -9999.0, -9999.0], [-9999.0, -9999.0, -9999.0], [-9999.0, -9999.0, -9999.0], [-9999.0, -9999.0, -9999.0], [-9999.0, -9999.0, -9999.0], [-9999.0, -9999.0, -9999.0], [-9999.0, -9999.0, -9999.0], [-9999.0, -9999.0, -9999.0], [-9999.0, -9999.0, -9999.0], [-9999.0, -9999.0, -9999.0], [-9999.0, -9999.0, -9999.0], [-9999.0, -9999.0, -9999.0], [-9999.0, -9999.0, -9999.0], [-9999.0, -9999.0, -9999.0], [-9999.0, -9999.0, -9999.0], [-9999.0, -9999.0, -9999.0], [-9999.0, -9999.0, -9999.0], [-9999.0, -9999.0, -9999.0], [-9999.0, -9999.0, -9999.0], [-9999.0, -9999.0, -9999.0], [-9999.0, -9999.0, -9999.0], [-9999.0, -9999.0, -9999.0], [-9999.0, -9999.0, -9999.0], [-9999.0, -9999.0, -9999.0], [-9999.0, -9999.0, -9999.0], [-9999.0, -9999.0, -9999.0], [-9999.0, -9999.0, -9999.0], [-9999.0, -9999.0, -9999.0], [-9999.0, -9999.0, -9999.0], [-9999.0, -9999.0, -9999.0], [-9999.0, -9999.0, -9999.0], [-9999.0, -9999.0, -9999.0], [-9999.0, -9999.0, -9999.0], [-9999.0, -9999.0, -9999.0], [-9999.0, -9999.0, -9999.0], [-9999.0, -9999.0, -9999.0], [-9999.0, -9999.0, -9999.0], [-9999.0, -9999.0, -9999.0], [-9999.0, -9999.0, -9999.0], [-9999.0, -9999.0, -9999.0], [-9999.0, -9999.0, -9999.0], [-9999.0, -9999.0, -9999.0], [-9999.0, -9999.0, -9999.0], [-9999.0, -9999.0, -9999.0], [-9999.0, -9999.0, -9999.0], [-9999.0, -9999.0, -9999.0], [-9999.0, -9999.0, -9999.0], [-9999.0, -9999.0, -9999.0], [-9999.0, -9999.0, -9999.0], [-9999.0, -9999.0, -9999.0], [-9999.0, -9999.0, -9999.0], [-9999.0, -9999.0, -9999.0], [-9999.0, -9999.0, -9999.0], [-9999.0, -9999.0, -9999.0], [-9999.0, -9999.0, -9999.0], [-9999.0, -9999.0, -9999.0], [-9999.0, -9999.0, -9999.0], [-9999.0, -9999.0, -9999.0], [-9999.0, -9999.0, -9999.0], [-9999.0, -9999.0, -9999.0], [-9999.0, -9999.0, -9999.0], [-9999.0, -9999.0, -9999.0], [-9999.0, -9999.0, -9999.0], [-9999.0, -9999.0, -9999.0], [-9999.0, -9999.0, -9999.0], [-9999.0, -9999.0, -9999.0], [-9999.0, -9999.0, -9999.0], [-9999.0, -9999.0, -9999.0], [-9999.0, -9999.0, -9999.0], [-9999.0, -9999.0, -9999.0], [-9999.0, -9999.0, -9999.0], [-9999.0, -9999.0, -9999.0], [-9999.0, -9999.0, -9999.0], [-9999.0, -9999.0, -9999.0], [-9999.0, -9999.0, -9999.0], [-9999.0, -9999.0, -9999.0], [-9999.0, -9999.0, -9999.0], [-9999.0, -9999.0, -9999.0], [-9999.0, -9999.0, -9999.0], [-9999.0, -9999.0, -9999.0], [-9999.0, -9999.0, -9999.0], [-9999.0, -9999.0, -9999.0], [-9999.0, -9999.0, -9999.0], [-9999.0, -9999.0, -9999.0], [-9999.0, -9999.0, -9999.0], [-9999.0, -9999.0, -9999.0], [-9999.0, -9999.0, -9999.0], [-9999.0, -9999.0, -9999.0], [-9999.0, -9999.0, -9999.0], [-9999.0, -9999.0, -9999.0], [-9999.0, -9999.0, -9999.0], [-9999.0, -9999.0, -9999.0], [-9999.0, -9999.0, -9999.0], [-9999.0, -9999.0, -9999.0], [-9999.0, -9999.0, -9999.0], [-9999.0, -9999.0, -9999.0], [-9999.0, -9999.0, -9999.0], [-9999.0, -9999.0, -9999.0], [-9999.0, -9999.0, -9999.0], [-9999.0, -9999.0, -9999.0], [-9999.0, -9999.0, -9999.0], [-9999.0, -9999.0, -9999.0], [-9999.0, -9999.0, -9999.0], [-9999.0, -9999.0, -9999.0], [-9999.0, -9999.0, -9999.0], [-9999.0, -9999.0, -9999.0], [-9999.0, -9999.0, -9999.0], [-9999.0, -9999.0, -9999.0], [-9999.0, -9999.0, -9999.0], [-9999.0, -9999.0, -9999.0], [-9999.0, -9999.0, -9999.0], [-9999.0, -9999.0, -9999.0], [-9999.0, -9999.0, -9999.0], [-9999.0, -9999.0, -9999.0]]
floatingse.member0.section_D | output | m | [9.4, 9.4, 9.4, 9.4, 9.4, 9.4, 9.4, 9.4, 9.4, 9.4, 9.4, 9.4, 9.4, 8.674999999999999, 7.224999999999999, 6.5, 6.5, 6.5, -9999.0, -9999.0, -9999.0, -9999.0, -9999.0, -9999.0, -9999.0, -9999.0, -9999.0, -9999.0, -9999.0, -9999.0, -9999.0, -9999.0, -9999.0, -9999.0, -9999.0, -9999.0, -9999.0, -9999.0, -9999.0, -9999.0, -9999.0, -9999.0, -9999.0, -9999.0, -9999.0, -9999.0, -9999.0, -9999.0, -9999.0, -9999.0, -9999.0, -9999.0, -9999.0, -9999.0, -9999.0, -9999.0, -9999.0, -9999.0, -9999.0, -9999.0, -9999.0, -9999.0, -9999.0, -9999.0, -9999.0, -9999.0, -9999.0, -9999.0, -9999.0, -9999.0, -9999.0, -9999.0, -9999.0, -9999.0, -9999.0, -9999.0, -9999.0, -9999.0, -9999.0, -9999.0, -9999.0, -9999.0, -9999.0, -9999.0, -9999.0, -9999.0, -9999.0, -9999.0, -9999.0, -9999.0, -9999.0, -9999.0, -9999.0, -9999.0, -9999.0, -9999.0, -9999.0, -9999.0, -9999.0, -9999.0, -9999.0, -9999.0, -9999.0, -9999.0, -9999.0, -9999.0, -9999.0, -9999.0, -9999.0, -9999.0, -9999.0, -9999.0, -9999.0, -9999.0, -9999.0, -9999.0, -9999.0, -9999.0, -9999.0, -9999.0, -9999.0, -9999.0, -9999.0, -9999.0, -9999.0, -9999.0, -9999.0, -9999.0, -9999.0, -9999.0, -9999.0, -9999.0, -9999.0, -9999.0, -9999.0, -9999.0, -9999.0, -9999.0, -9999.0, -9999.0, -9999.0, -9999.0, -9999.0, -9999.0, -9999.0, -9999.0, -9999.0, -9999.0, -9999.0, -9999.0, -9999.0, -9999.0, -9999.0, -9999.0, -9999.0, -9999.0, -9999.0, -9999.0, -9999.0, -9999.0, -9999.0, -9999.0, -9999.0, -9999.0, -9999.0, -9999.0, -9999.0, -9999.0, -9999.0, -9999.0, -9999.0, -9999.0, -9999.0, -9999.0, -9999.0, -9999.0, -9999.0, -9999.0, -9999.0, -9999.0, -9999.0, -9999.0, -9999.0, -9999.0, -9999.0, -9999.0, -9999.0, -9999.0, -9999.0, -9999.0, -9999.0, -9999.0, -9999.0, -9999.0, -9999.0, -9999.0, -9999.0, -9999.0, -9999.0, -9999.0]
floatingse.member0.nodes_r_all | output | m | [4.7, 4.7, 4.7, 4.7, 4.7, 4.7, 4.7, 4.7, 4.7, 4.7, 4.7, 4.7, 4.7, 4.695465916197623, 3.9749999999999988, 3.25, 3.25, 3.25, 3.25, -9999.0, -9999.0, -9999.0, -9999.0, -9999.0, -9999.0, -9999.0, -9999.0, -9999.0, -9999.0, -9999.0, -9999.0, -9999.0, -9999.0, -9999.0, -9999.0, -9999.0, -9999.0, -9999.0, -9999.0, -9999.0, -9999.0, -9999.0, -9999.0, -9999.0, -9999.0, -9999.0, -9999.0, -9999.0, -9999.0, -9999.0, -9999.0, -9999.0, -9999.0, -9999.0, -9999.0, -9999.0, -9999.0, -9999.0, -9999.0, -9999.0, -9999.0, -9999.0, -9999.0, -9999.0, -9999.0, -9999.0, -9999.0, -9999.0, -9999.0, -9999.0, -9999.0, -9999.0, -9999.0, -9999.0, -9999.0, -9999.0, -9999.0, -9999.0, -9999.0, -9999.0, -9999.0, -9999.0, -9999.0, -9999.0, -9999.0, -9999.0, -9999.0, -9999.0, -9999.0, -9999.0, -9999.0, -9999.0, -9999.0, -9999.0, -9999.0, -9999.0, -9999.0, -9999.0, -9999.0, -9999.0, -9999.0, -9999.0, -9999.0, -9999.0, -9999.0, -9999.0, -9999.0, -9999.0, -9999.0, -9999.0, -9999.0, -9999.0, -9999.0, -9999.0, -9999.0, -9999.0, -9999.0, -9999.0, -9999.0, -9999.0, -9999.0, -9999.0, -9999.0, -9999.0, -9999.0, -9999.0, -9999.0, -9999.0, -9999.0, -9999.0, -9999.0, -9999.0, -9999.0, -9999.0, -9999.0, -9999.0, -9999.0, -9999.0, -9999.0, -9999.0, -9999.0, -9999.0, -9999.0, -9999.0, -9999.0, -9999.0, -9999.0, -9999.0, -9999.0, -9999.0, -9999.0, -9999.0, -9999.0, -9999.0, -9999.0, -9999.0, -9999.0, -9999.0, -9999.0, -9999.0, -9999.0, -9999.0, -9999.0, -9999.0, -9999.0, -9999.0, -9999.0, -9999.0, -9999.0, -9999.0, -9999.0, -9999.0, -9999.0, -9999.0, -9999.0, -9999.0, -9999.0, -9999.0, -9999.0, -9999.0, -9999.0, -9999.0, -9999.0, -9999.0, -9999.0, -9999.0, -9999.0, -9999.0, -9999.0, -9999.0, -9999.0, -9999.0, -9999.0, -9999.0, -9999.0, -9999.0, -9999.0, -9999.0, -9999.0, -9999.0]
floatingse.member0.section_t | output | m | [4.7, 0.08, 4.7, 0.08, 0.08, 0.08, 0.08, 0.08, 4.7, 0.08, 0.08, 4.7, 4.7, 0.08, 0.08, 0.08, 0.08, 3.25, -9999.0, -9999.0, -9999.0, -9999.0, -9999.0, -9999.0, -9999.0, -9999.0, -9999.0, -9999.0, -9999.0, -9999.0, -9999.0, -9999.0, -9999.0, -9999.0, -9999.0, -9999.0, -9999.0, -9999.0, -9999.0, -9999.0, -9999.0, -9999.0, -9999.0, -9999.0, -9999.0, -9999.0, -9999.0, -9999.0, -9999.0, -9999.0, -9999.0, -9999.0, -9999.0, -9999.0, -9999.0, -9999.0, -9999.0, -9999.0, -9999.0, -9999.0, -9999.0, -9999.0, -9999.0, -9999.0, -9999.0, -9999.0, -9999.0, -9999.0, -9999.0, -9999.0, -9999.0, -9999.0, -9999.0, -9999.0, -9999.0, -9999.0, -9999.0, -9999.0, -9999.0, -9999.0, -9999.0, -9999.0, -9999.0, -9999.0, -9999.0, -9999.0, -9999.0, -9999.0, -9999.0, -9999.0, -9999.0, -9999.0, -9999.0, -9999.0, -9999.0, -9999.0, -9999.0, -9999.0, -9999.0, -9999.0, -9999.0, -9999.0, -9999.0, -9999.0, -9999.0, -9999.0, -9999.0, -9999.0, -9999.0, -9999.0, -9999.0, -9999.0, -9999.0, -9999.0, -9999.0, -9999.0, -9999.0, -9999.0, -9999.0, -9999.0, -9999.0, -9999.0, -9999.0, -9999.0, -9999.0, -9999.0, -9999.0, -9999.0, -9999.0, -9999.0, -9999.0, -9999.0, -9999.0, -9999.0, -9999.0, -9999.0, -9999.0, -9999.0, -9999.0, -9999.0, -9999.0, -9999.0, -9999.0, -9999.0, -9999.0, -9999.0, -9999.0, -9999.0, -9999.0, -9999.0, -9999.0, -9999.0, -9999.0, -9999.0, -9999.0, -9999.0, -9999.0, -9999.0, -9999.0, -9999.0, -9999.0, -9999.0, -9999.0, -9999.0, -9999.0, -9999.0, -9999.0, -9999.0, -9999.0, -9999.0, -9999.0, -9999.0, -9999.0, -9999.0, -9999.0, -9999.0, -9999.0, -9999.0, -9999.0, -9999.0, -9999.0, -9999.0, -9999.0, -9999.0, -9999.0, -9999.0, -9999.0, -9999.0, -9999.0, -9999.0, -9999.0, -9999.0, -9999.0, -9999.0, -9999.0, -9999.0, -9999.0, -9999.0, -9999.0, -9999.0]
floatingse.member0.section_A | output | m**2 | [69.39778171779854, 2.3423714825165596, 69.39778171779854, 2.3423714825165596, 2.3423714825165596, 2.3423714825165596, 2.3423714825165596, 2.3423714825165596, 69.39778171779854, 2.3423714825165596, 2.3423714825165596, 69.39778171779854, 69.39778171779854, 2.160159108608341, 1.795734360791926, 1.6135219868837187, 1.6135219868837187, 33.18307240354219, -9999.0, -9999.0, -9999.0, -9999.0, -9999.0, -9999.0, -9999.0, -9999.0, -9999.0, -9999.0, -9999.0, -9999.0, -9999.0, -9999.0, -9999.0, -9999.0, -9999.0, -9999.0, -9999.0, -9999.0, -9999.0, -9999.0, -9999.0, -9999.0, -9999.0, -9999.0, -9999.0, -9999.0, -9999.0, -9999.0, -9999.0, -9999.0, -9999.0, -9999.0, -9999.0, -9999.0, -9999.0, -9999.0, -9999.0, -9999.0, -9999.0, -9999.0, -9999.0, -9999.0, -9999.0, -9999.0, -9999.0, -9999.0, -9999.0, -9999.0, -9999.0, -9999.0, -9999.0, -9999.0, -9999.0, -9999.0, -9999.0, -9999.0, -9999.0, -9999.0, -9999.0, -9999.0, -9999.0, -9999.0, -9999.0, -9999.0, -9999.0, -9999.0, -9999.0, -9999.0, -9999.0, -9999.0, -9999.0, -9999.0, -9999.0, -9999.0, -9999.0, -9999.0, -9999.0, -9999.0, -9999.0, -9999.0, -9999.0, -9999.0, -9999.0, -9999.0, -9999.0, -9999.0, -9999.0, -9999.0, -9999.0, -9999.0, -9999.0, -9999.0, -9999.0, -9999.0, -9999.0, -9999.0, -9999.0, -9999.0, -9999.0, -9999.0, -9999.0, -9999.0, -9999.0, -9999.0, -9999.0, -9999.0, -9999.0, -9999.0, -9999.0, -9999.0, -9999.0, -9999.0, -9999.0, -9999.0, -9999.0, -9999.0, -9999.0, -9999.0, -9999.0, -9999.0, -9999.0, -9999.0, -9999.0, -9999.0, -9999.0, -9999.0, -9999.0, -9999.0, -9999.0, -9999.0, -9999.0, -9999.0, -9999.0, -9999.0, -9999.0, -9999.0, -9999.0, -9999.0, -9999.0, -9999.0, -9999.0, -9999.0, -9999.0, -9999.0, -9999.0, -9999.0, -9999.0, -9999.0, -9999.0, -9999.0, -9999.0, -9999.0, -9999.0, -9999.0, -9999.0, -9999.0, -9999.0, -9999.0, -9999.0, -9999.0, -9999.0, -9999.0, -9999.0, -9999.0, -9999.0, -9999.0, -9999.0, -9999.0, -9999.0, -9999.0, -9999.0, -9999.0, -9999.0, -9999.0, -9999.0, -9999.0, -9999.0, -9999.0, -9999.0, -9999.0]
floatingse.member0.section_Asx | output | m**2 | [61.728892729543674, 1.4277767276183688, 61.728892729543674, 1.4277767276183688, 1.4277767276183688, 1.4277767276183688, 1.4277767276183688, 1.4277767276183688, 61.728892729543674, 1.4277767276183688, 1.4277767276183688, 61.728892729543674, 61.728892729543674, 1.317152665926515, 1.095912822027277, 0.9852988397114465, 0.9852988397114465, 29.516135330729064, -9999.0, -9999.0, -9999.0, -9999.0, -9999.0, -9999.0, -9999.0, -9999.0, -9999.0, -9999.0, -9999.0, -9999.0, -9999.0, -9999.0, -9999.0, -9999.0, -9999.0, -9999.0, -9999.0, -9999.0, -9999.0, -9999.0, -9999.0, -9999.0, -9999.0, -9999.0, -9999.0, -9999.0, -9999.0, -9999.0, -9999.0, -9999.0, -9999.0, -9999.0, -9999.0, -9999.0, -9999.0, -9999.0, -9999.0, -9999.0, -9999.0, -9999.0, -9999.0, -9999.0, -9999.0, -9999.0, -9999.0, -9999.0, -9999.0, -9999.0, -9999.0, -9999.0, -9999.0, -9999.0, -9999.0, -9999.0, -9999.0, -9999.0, -9999.0, -9999.0, -9999.0, -9999.0, -9999.0, -9999.0, -9999.0, -9999.0, -9999.0, -9999.0, -9999.0, -9999.0, -9999.0, -9999.0, -9999.0, -9999.0, -9999.0, -9999.0, -9999.0, -9999.0, -9999.0, -9999.0, -9999.0, -9999.0, -9999.0, -9999.0, -9999.0, -9999.0, -9999.0, -9999.0, -9999.0, -9999.0, -9999.0, -9999.0, -9999.0, -9999.0, -9999.0, -9999.0, -9999.0, -9999.0, -9999.0, -9999.0, -9999.0, -9999.0, -9999.0, -9999.0, -9999.0, -9999.0, -9999.0, -9999.0, -9999.0, -9999.0, -9999.0, -9999.0, -9999.0, -9999.0, -9999.0, -9999.0, -9999.0, -9999.0, -9999.0, -9999.0, -9999.0, -9999.0, -9999.0, -9999.0, -9999.0, -9999.0, -9999.0, -9999.0, -9999.0, -9999.0, -9999.0, -9999.0, -9999.0, -9999.0, -9999.0, -9999.0, -9999.0, -9999.0, -9999.0, -9999.0, -9999.0, -9999.0, -9999.0, -9999.0, -9999.0, -9999.0, -9999.0, -9999.0, -9999.0, -9999.0, -9999.0, -9999.0, -9999.0, -9999.0, -9999.0, -9999.0, -9999.0, -9999.0, -9999.0, -9999.0, -9999.0, -9999.0, -9999.0, -9999.0, -9999.0, -9999.0, -9999.0, -9999.0, -9999.0, -9999.0, -9999.0, -9999.0, -9999.0, -9999.0, -9999.0, -9999.0, -9999.0, -9999.0, -9999.0, -9999.0, -9999.0, -9999.0]
floatingse.member0.section_Asy | output | m**2 | [61.728892729543674, 1.4277767276183688, 61.728892729543674, 1.4277767276183688, 1.4277767276183688, 1.4277767276183688, 1.4277767276183688, 1.4277767276183688, 61.728892729543674, 1.4277767276183688, 1.4277767276183688, 61.728892729543674, 61.728892729543674, 1.317152665926515, 1.095912822027277, 0.9852988397114465, 0.9852988397114465, 29.516135330729064, -9999.0, -9999.0, -9999.0, -9999.0, -9999.0, -9999.0, -9999.0, -9999.0, -9999.0, -9999.0, -9999.0, -9999.0, -9999.0, -9999.0, -9999.0, -9999.0, -9999.0, -9999.0, -9999.0, -9999.0, -9999.0, -9999.0, -9999.0, -9999.0, -9999.0, -9999.0, -9999.0, -9999.0, -9999.0, -9999.0, -9999.0, -9999.0, -9999.0, -9999.0, -9999.0, -9999.0, -9999.0, -9999.0, -9999.0, -9999.0, -9999.0, -9999.0, -9999.0, -9999.0, -9999.0, -9999.0, -9999.0, -9999.0, -9999.0, -9999.0, -9999.0, -9999.0, -9999.0, -9999.0, -9999.0, -9999.0, -9999.0, -9999.0, -9999.0, -9999.0, -9999.0, -9999.0, -9999.0, -9999.0, -9999.0, -9999.0, -9999.0, -9999.0, -9999.0, -9999.0, -9999.0, -9999.0, -9999.0, -9999.0, -9999.0, -9999.0, -9999.0, -9999.0, -9999.0, -9999.0, -9999.0, -9999.0, -9999.0, -9999.0, -9999.0, -9999.0, -9999.0, -9999.0, -9999.0, -9999.0, -9999.0, -9999.0, -9999.0, -9999.0, -9999.0, -9999.0, -9999.0, -9999.0, -9999.0, -9999.0, -9999.0, -9999.0, -9999.0, -9999.0, -9999.0, -9999.0, -9999.0, -9999.0, -9999.0, -9999.0, -9999.0, -9999.0, -9999.0, -9999.0, -9999.0, -9999.0, -9999.0, -9999.0, -9999.0, -9999.0, -9999.0, -9999.0, -9999.0, -9999.0, -9999.0, -9999.0, -9999.0, -9999.0, -9999.0, -9999.0, -9999.0, -9999.0, -9999.0, -9999.0, -9999.0, -9999.0, -9999.0, -9999.0, -9999.0, -9999.0, -9999.0, -9999.0, -9999.0, -9999.0, -9999.0, -9999.0, -9999.0, -9999.0, -9999.0, -9999.0, -9999.0, -9999.0, -9999.0, -9999.0, -9999.0, -9999.0, -9999.0, -9999.0, -9999.0, -9999.0, -9999.0, -9999.0, -9999.0, -9999.0, -9999.0, -9999.0, -9999.0, -9999.0, -9999.0, -9999.0, -9999.0, -9999.0, -9999.0, -9999.0, -9999.0, -9999.0, -9999.0, -9999.0, -9999.0, -9999.0, -9999.0, -9999.0]
floatingse.member0.section_Ixx | output | kg*m**2 | [383.24924953654244, 25.434874980054236, 383.24924953654244, 25.434874980054236, 25.434874980054236, 25.434874980054236, 25.434874980054236, 25.434874980054236, 383.24924953654244, 25.434874980054236, 25.434874980054236, 383.24924953654244, 383.24924953654244, 19.94918412645069, 11.460696555757096, 8.31423677011377, 8.31423677011377, 87.6240505656036, -9999.0, -9999.0, -9999.0, -9999.0, -9999.0, -9999.0, -9999.0, -9999.0, -9999.0, -9999.0, -9999.0, -9999.0, -9999.0, -9999.0, -9999.0, -9999.0, -9999.0, -9999.0, -9999.0, -9999.0, -9999.0, -9999.0, -9999.0, -9999.0, -9999.0, -9999.0, -9999.0, -9999.0, -9999.0, -9999.0, -9999.0, -9999.0, -9999.0, -9999.0, -9999.0, -9999.0, -9999.0, -9999.0, -9999.0, -9999.0, -9999.0, -9999.0, -9999.0, -9999.0, -9999.0, -9999.0, -9999.0, -9999.0, -9999.0, -9999.0, -9999.0, -9999.0, -9999.0, -9999.0, -9999.0, -9999.0, -9999.0, -9999.0, -9999.0, -9999.0, -9999.0, -9999.0, -9999.0, -9999.0, -9999.0, -9999.0, -9999.0, -9999.0, -9999.0, -9999.0, -9999.0, -9999.0, -9999.0, -9999.0, -9999.0, -9999.0, -9999.0, -9999.0, -9999.0, -9999.0, -9999.0, -9999.0, -9999.0, -9999.0, -9999.0, -9999.0, -9999.0, -9999.0, -9999.0, -9999.0, -9999.0, -9999.0, -9999.0, -9999.0, -9999.0, -9999.0, -9999.0, -9999.0, -9999.0, -9999.0, -9999.0, -9999.0, -9999.0, -9999.0, -9999.0, -9999.0, -9999.0, -9999.0, -9999.0, -9999.0, -9999.0, -9999.0, -9999.0, -9999.0, -9999.0, -9999.0, -9999.0, -9999.0, -9999.0, -9999.0, -9999.0, -9999.0, -9999.0, -9999.0, -9999.0, -9999.0, -9999.0, -9999.0, -9999.0, -9999.0, -9999.0, -9999.0, -9999.0, -9999.0, -9999.0, -9999.0, -9999.0, -9999.0, -9999.0, -9999.0, -9999.0, -9999.0, -9999.0, -9999.0, -9999.0, -9999.0, -9999.0, -9999.0, -9999.0, -9999.0, -9999.0, -9999.0, -9999.0, -9999.0, -9999.0, -9999.0, -9999.0, -9999.0, -9999.0, -9999.0, -9999.0, -9999.0, -9999.0, -9999.0, -9999.0, -9999.0, -9999.0, -9999.0, -9999.0, -9999.0, -9999.0, -9999.0, -9999.0, -9999.0, -9999.0, -9999.0, -9999.0, -9999.0, -9999.0, -9999.0, -9999.0, -9999.0]
floatingse.member0.section_Iyy | output | kg*m**2 | [383.24924953654244, 25.434874980054236, 383.24924953654244, 25.434874980054236, 25.434874980054236, 25.434874980054236, 25.434874980054236, 25.434874980054236, 383.24924953654244, 25.434874980054236, 25.434874980054236, 383.24924953654244, 383.24924953654244, 19.94918412645069, 11.460696555757096, 8.31423677011377, 8.31423677011377, 87.6240505656036, -9999.0, -9999.0, -9999.0, -9999.0, -9999.0, -9999.0, -9999.0, -9999.0, -9999.0, -9999.0, -9999.0, -9999.0, -9999.0, -9999.0, -9999.0, -9999.0, -9999.0, -9999.0, -9999.0, -9999.0, -9999.0, -9999.0, -9999.0, -9999.0, -9999.0, -9999.0, -9999.0, -9999.0, -9999.0, -9999.0, -9999.0, -9999.0, -9999.0, -9999.0, -9999.0, -9999.0, -9999.0, -9999.0, -9999.0, -9999.0, -9999.0, -9999.0, -9999.0, -9999.0, -9999.0, -9999.0, -9999.0, -9999.0, -9999.0, -9999.0, -9999.0, -9999.0, -9999.0, -9999.0, -9999.0, -9999.0, -9999.0, -9999.0, -9999.0, -9999.0, -9999.0, -9999.0, -9999.0, -9999.0, -9999.0, -9999.0, -9999.0, -9999.0, -9999.0, -9999.0, -9999.0, -9999.0, -9999.0, -9999.0, -9999.0, -9999.0, -9999.0, -9999.0, -9999.0, -9999.0, -9999.0, -9999.0, -9999.0, -9999.0, -9999.0, -9999.0, -9999.0, -9999.0, -9999.0, -9999.0, -9999.0, -9999.0, -9999.0, -9999.0, -9999.0, -9999.0, -9999.0, -9999.0, -9999.0, -9999.0, -9999.0, -9999.0, -9999.0, -9999.0, -9999.0, -9999.0, -9999.0, -9999.0, -9999.0, -9999.0, -9999.0, -9999.0, -9999.0, -9999.0, -9999.0, -9999.0, -9999.0, -9999.0, -9999.0, -9999.0, -9999.0, -9999.0, -9999.0, -9999.0, -9999.0, -9999.0, -9999.0, -9999.0, -9999.0, -9999.0, -9999.0, -9999.0, -9999.0, -9999.0, -9999.0, -9999.0, -9999.0, -9999.0, -9999.0, -9999.0, -9999.0, -9999.0, -9999.0, -9999.0, -9999.0, -9999.0, -9999.0, -9999.0, -9999.0, -9999.0, -9999.0, -9999.0, -9999.0, -9999.0, -9999.0, -9999.0, -9999.0, -9999.0, -9999.0, -9999.0, -9999.0, -9999.0, -9999.0, -9999.0, -9999.0, -9999.0, -9999.0, -9999.0, -9999.0, -9999.0, -9999.0, -9999.0, -9999.0, -9999.0, -9999.0, -9999.0, -9999.0, -9999.0, -9999.0, -9999.0, -9999.0, -9999.0]
floatingse.member0.section_J0 | output | kg*m**2 | [766.4984990730849, 50.86974996010847, 766.4984990730849, 50.86974996010847, 50.86974996010847, 50.86974996010847, 50.86974996010847, 50.86974996010847, 766.4984990730849, 50.86974996010847, 50.86974996010847, 766.4984990730849, 766.4984990730849, 39.89836825290138, 22.921393111514192, 16.62847354022754, 16.62847354022754, 175.2481011312072, -9999.0, -9999.0, -9999.0, -9999.0, -9999.0, -9999.0, -9999.0, -9999.0, -9999.0, -9999.0, -9999.0, -9999.0, -9999.0, -9999.0, -9999.0, -9999.0, -9999.0, -9999.0, -9999.0, -9999.0, -9999.0, -9999.0, -9999.0, -9999.0, -9999.0, -9999.0, -9999.0, -9999.0, -9999.0, -9999.0, -9999.0, -9999.0, -9999.0, -9999.0, -9999.0, -9999.0, -9999.0, -9999.0, -9999.0, -9999.0, -9999.0, -9999.0, -9999.0, -9999.0, -9999.0, -9999.0, -9999.0, -9999.0, -9999.0, -9999.0, -9999.0, -9999.0, -9999.0, -9999.0, -9999.0, -9999.0, -9999.0, -9999.0, -9999.0, -9999.0, -9999.0, -9999.0, -9999.0, -9999.0, -9999.0, -9999.0, -9999.0, -9999.0, -9999.0, -9999.0, -9999.0, -9999.0, -9999.0, -9999.0, -9999.0, -9999.0, -9999.0, -9999.0, -9999.0, -9999.0, -9999.0, -9999.0, -9999.0, -9999.0, -9999.0, -9999.0, -9999.0, -9999.0, -9999.0, -9999.0, -9999.0, -9999.0, -9999.0, -9999.0, -9999.0, -9999.0, -9999.0, -9999.0, -9999.0, -9999.0, -9999.0, -9999.0, -9999.0, -9999.0, -9999.0, -9999.0, -9999.0, -9999.0, -9999.0, -9999.0, -9999.0, -9999.0, -9999.0, -9999.0, -9999.0, -9999.0, -9999.0, -9999.0, -9999.0, -9999.0, -9999.0, -9999.0, -9999.0, -9999.0, -9999.0, -9999.0, -9999.0, -9999.0, -9999.0, -9999.0, -9999.0, -9999.0, -9999.0, -9999.0, -9999.0, -9999.0, -9999.0, -9999.0, -9999.0, -9999.0, -9999.0, -9999.0, -9999.0, -9999.0, -9999.0, -9999.0, -9999.0, -9999.0, -9999.0, -9999.0, -9999.0, -9999.0, -9999.0, -9999.0, -9999.0, -9999.0, -9999.0, -9999.0, -9999.0, -9999.0, -9999.0, -9999.0, -9999.0, -9999.0, -9999.0, -9999.0, -9999.0, -9999.0, -9999.0, -9999.0, -9999.0, -9999.0, -9999.0, -9999.0, -9999.0, -9999.0, -9999.0, -9999.0, -9999.0, -9999.0, -9999.0, -9999.0]
floatingse.member0.section_rho | output | kg/m**3 | [9046.991753862745, 44744.806656153334, 9046.991753862745, 44744.806656153334, 44744.806656153334, 44744.806656153334, 44744.806656153334, 7800.0, 7800.0, 7800.0, 7800.0, 7800.0, 7800.0, 7800.0, 7800.0, 7800.0, 7800.0, 7800.0, -9999.0, -9999.0, -9999.0, -9999.0, -9999.0, -9999.0, -9999.0, -9999.0, -9999.0, -9999.0, -9999.0, -9999.0, -9999.0, -9999.0, -9999.0, -9999.0, -9999.0, -9999.0, -9999.0, -9999.0, -9999.0, -9999.0, -9999.0, -9999.0, -9999.0, -9999.0, -9999.0, -9999.0, -9999.0, -9999.0, -9999.0, -9999.0, -9999.0, -9999.0, -9999.0, -9999.0, -9999.0, -9999.0, -9999.0, -9999.0, -9999.0, -9999.0, -9999.0, -9999.0, -9999.0, -9999.0, -9999.0, -9999.0, -9999.0, -9999.0, -9999.0, -9999.0, -9999.0, -9999.0, -9999.0, -9999.0, -9999.0, -9999.0, -9999.0, -9999.0, -9999.0, -9999.0, -9999.0, -9999.0, -9999.0, -9999.0, -9999.0, -9999.0, -9999.0, -9999.0, -9999.0, -9999.0, -9999.0, -9999.0, -9999.0, -9999.0, -9999.0, -9999.0, -9999.0, -9999.0, -9999.0, -9999.0, -9999.0, -9999.0, -9999.0, -9999.0, -9999.0, -9999.0, -9999.0, -9999.0, -9999.0, -9999.0, -9999.0, -9999.0, -9999.0, -9999.0, -9999.0, -9999.0, -9999.0, -9999.0, -9999.0, -9999.0, -9999.0, -9999.0, -9999.0, -9999.0, -9999.0, -9999.0, -9999.0, -9999.0, -9999.0, -9999.0, -9999.0, -9999.0, -9999.0, -9999.0, -9999.0, -9999.0, -9999.0, -9999.0, -9999.0, -9999.0, -9999.0, -9999.0, -9999.0, -9999.0, -9999.0, -9999.0, -9999.0, -9999.0, -9999.0, -9999.0, -9999.0, -9999.0, -9999.0, -9999.0, -9999.0, -9999.0, -9999.0, -9999.0, -9999.0, -9999.0, -9999.0, -9999.0, -9999.0, -9999.0, -9999.0, -9999.0, -9999.0, -9999.0, -9999.0, -9999.0, -9999.0, -9999.0, -9999.0, -9999.0, -9999.0, -9999.0, -9999.0, -9999.0, -9999.0, -9999.0, -9999.0, -9999.0, -9999.0, -9999.0, -9999.0, -9999.0, -9999.0, -9999.0, -9999.0, -9999.0, -9999.0, -9999.0, -9999.0, -9999.0, -9999.0, -9999.0, -9999.0, -9999.0, -9999.0, -9999.0]
floatingse.member0.section_E | output | Pa | [200000000000.0, 200000000000.0, 200000000000.0, 200000000000.0, 200000000000.0, 200000000000.0, 200000000000.0, 200000000000.0, 200000000000.0, 200000000000.0, 200000000000.0, 200000000000.0, 200000000000.0, 200000000000.0, 200000000000.0, 200000000000.0, 200000000000.0, 200000000000.0, -9999.0, -9999.0, -9999.0, -9999.0, -9999.0, -9999.0, -9999.0, -9999.0, -9999.0, -9999.0, -9999.0, -9999.0, -9999.0, -9999.0, -9999.0, -9999.0, -9999.0, -9999.0, -9999.0, -9999.0, -9999.0, -9999.0, -9999.0, -9999.0, -9999.0, -9999.0, -9999.0, -9999.0, -9999.0, -9999.0, -9999.0, -9999.0, -9999.0, -9999.0, -9999.0, -9999.0, -9999.0, -9999.0, -9999.0, -9999.0, -9999.0, -9999.0, -9999.0, -9999.0, -9999.0, -9999.0, -9999.0, -9999.0, -9999.0, -9999.0, -9999.0, -9999.0, -9999.0, -9999.0, -9999.0, -9999.0, -9999.0, -9999.0, -9999.0, -9999.0, -9999.0, -9999.0, -9999.0, -9999.0, -9999.0, -9999.0, -9999.0, -9999.0, -9999.0, -9999.0, -9999.0, -9999.0, -9999.0, -9999.0, -9999.0, -9999.0, -9999.0, -9999.0, -9999.0, -9999.0, -9999.0, -9999.0, -9999.0, -9999.0, -9999.0, -9999.0, -9999.0, -9999.0, -9999.0, -9999.0, -9999.0, -9999.0, -9999.0, -9999.0, -9999.0, -9999.0, -9999.0, -9999.0, -9999.0, -9999.0, -9999.0, -9999.0, -9999.0, -9999.0, -9999.0, -9999.0, -9999.0, -9999.0, -9999.0, -9999.0, -9999.0, -9999.0, -9999.0, -9999.0, -9999.0, -9999.0, -9999.0, -9999.0, -9999.0, -9999.0, -9999.0, -9999.0, -9999.0, -9999.0, -9999.0, -9999.0, -9999.0, -9999.0, -9999.0, -9999.0, -9999.0, -9999.0, -9999.0, -9999.0, -9999.0, -9999.0, -9999.0, -9999.0, -9999.0, -9999.0, -9999.0, -9999.0, -9999.0, -9999.0, -9999.0, -9999.0, -9999.0, -9999.0, -9999.0, -9999.0, -9999.0, -9999.0, -9999.0, -9999.0, -9999.0, -9999.0, -9999.0, -9999.0, -9999.0, -9999.0, -9999.0, -9999.0, -9999.0, -9999.0, -9999.0, -9999.0, -9999.0, -9999.0, -9999.0, -9999.0, -9999.0, -9999.0, -9999.0, -9999.0, -9999.0, -9999.0, -9999.0, -9999.0, -9999.0, -9999.0, -9999.0, -9999.0]
floatingse.member0.section_G | output | Pa | [79300000000.0, 79300000000.0, 79300000000.0, 79300000000.0, 79300000000.0, 79300000000.0, 79300000000.0, 79300000000.0, 79300000000.0, 79300000000.0, 79300000000.0, 79300000000.0, 79300000000.0, 79300000000.0, 79300000000.0, 79300000000.0, 79300000000.0, 79300000000.0, -9999.0, -9999.0, -9999.0, -9999.0, -9999.0, -9999.0, -9999.0, -9999.0, -9999.0, -9999.0, -9999.0, -9999.0, -9999.0, -9999.0, -9999.0, -9999.0, -9999.0, -9999.0, -9999.0, -9999.0, -9999.0, -9999.0, -9999.0, -9999.0, -9999.0, -9999.0, -9999.0, -9999.0, -9999.0, -9999.0, -9999.0, -9999.0, -9999.0, -9999.0, -9999.0, -9999.0, -9999.0, -9999.0, -9999.0, -9999.0, -9999.0, -9999.0, -9999.0, -9999.0, -9999.0, -9999.0, -9999.0, -9999.0, -9999.0, -9999.0, -9999.0, -9999.0, -9999.0, -9999.0, -9999.0, -9999.0, -9999.0, -9999.0, -9999.0, -9999.0, -9999.0, -9999.0, -9999.0, -9999.0, -9999.0, -9999.0, -9999.0, -9999.0, -9999.0, -9999.0, -9999.0, -9999.0, -9999.0, -9999.0, -9999.0, -9999.0, -9999.0, -9999.0, -9999.0, -9999.0, -9999.0, -9999.0, -9999.0, -9999.0, -9999.0, -9999.0, -9999.0, -9999.0, -9999.0, -9999.0, -9999.0, -9999.0, -9999.0, -9999.0, -9999.0, -9999.0, -9999.0, -9999.0, -9999.0, -9999.0, -9999.0, -9999.0, -9999.0, -9999.0, -9999.0, -9999.0, -9999.0, -9999.0, -9999.0, -9999.0, -9999.0, -9999.0, -9999.0, -9999.0, -9999.0, -9999.0, -9999.0, -9999.0, -9999.0, -9999.0, -9999.0, -9999.0, -9999.0, -9999.0, -9999.0, -9999.0, -9999.0, -9999.0, -9999.0, -9999.0, -9999.0, -9999.0, -9999.0, -9999.0, -9999.0, -9999.0, -9999.0, -9999.0, -9999.0, -9999.0, -9999.0, -9999.0, -9999.0, -9999.0, -9999.0, -9999.0, -9999.0, -9999.0, -9999.0, -9999.0, -9999.0, -9999.0, -9999.0, -9999.0, -9999.0, -9999.0, -9999.0, -9999.0, -9999.0, -9999.0, -9999.0, -9999.0, -9999.0, -9999.0, -9999.0, -9999.0, -9999.0, -9999.0, -9999.0, -9999.0, -9999.0, -9999.0, -9999.0, -9999.0, -9999.0, -9999.0, -9999.0, -9999.0, -9999.0, -9999.0, -9999.0, -9999.0]
floatingse.member0.section_TorsC | output | m**3 | [0.0, 10.823351055342227, 0.0, 10.823351055342227, 10.823351055342227, 10.823351055342227, 10.823351055342227, 10.823351055342227, 0.0, 10.823351055342227, 10.823351055342227, 0.0, 0.0, 9.198471066951328, 6.345022314606005, 5.116453396993089, 5.116453396993089, 0.0, -9999.0, -9999.0, -9999.0, -9999.0, -9999.0, -9999.0, -9999.0, -9999.0, -9999.0, -9999.0, -9999.0, -9999.0, -9999.0, -9999.0, -9999.0, -9999.0, -9999.0, -9999.0, -9999.0, -9999.0, -9999.0, -9999.0, -9999.0, -9999.0, -9999.0, -9999.0, -9999.0, -9999.0, -9999.0, -9999.0, -9999.0, -9999.0, -9999.0, -9999.0, -9999.0, -9999.0, -9999.0, -9999.0, -9999.0, -9999.0, -9999.0, -9999.0, -9999.0, -9999.0, -9999.0, -9999.0, -9999.0, -9999.0, -9999.0, -9999.0, -9999.0, -9999.0, -9999.0, -9999.0, -9999.0, -9999.0, -9999.0, -9999.0, -9999.0, -9999.0, -9999.0, -9999.0, -9999.0, -9999.0, -9999.0, -9999.0, -9999.0, -9999.0, -9999.0, -9999.0, -9999.0, -9999.0, -9999.0, -9999.0, -9999.0, -9999.0, -9999.0, -9999.0, -9999.0, -9999.0, -9999.0, -9999.0, -9999.0, -9999.0, -9999.0, -9999.0, -9999.0, -9999.0, -9999.0, -9999.0, -9999.0, -9999.0, -9999.0, -9999.0, -9999.0, -9999.0, -9999.0, -9999.0, -9999.0, -9999.0, -9999.0, -9999.0, -9999.0, -9999.0, -9999.0, -9999.0, -9999.0, -9999.0, -9999.0, -9999.0, -9999.0, -9999.0, -9999.0, -9999.0, -9999.0, -9999.0, -9999.0, -9999.0, -9999.0, -9999.0, -9999.0, -9999.0, -9999.0, -9999.0, -9999.0, -9999.0, -9999.0, -9999.0, -9999.0, -9999.0, -9999.0, -9999.0, -9999.0, -9999.0, -9999.0, -9999.0, -9999.0, -9999.0, -9999.0, -9999.0, -9999.0, -9999.0, -9999.0, -9999.0, -9999.0, -9999.0, -9999.0, -9999.0, -9999.0, -9999.0, -9999.0, -9999.0, -9999.0, -9999.0, -9999.0, -9999.0, -9999.0, -9999.0, -9999.0, -9999.0, -9999.0, -9999.0, -9999.0, -9999.0, -9999.0, -9999.0, -9999.0, -9999.0, -9999.0, -9999.0, -9999.0, -9999.0, -9999.0, -9999.0, -9999.0, -9999.0, -9999.0, -9999.0, -9999.0, -9999.0, -9999.0, -9999.0]
floatingse.member0.section_sigma_y | output | Pa | [345000000.0, 345000000.0, 345000000.0, 345000000.0, 345000000.0, 345000000.0, 345000000.0, 345000000.0, 345000000.0, 345000000.0, 345000000.0, 345000000.0, 345000000.0, 345000000.0, 345000000.0, 345000000.0, 345000000.0, 345000000.0, -9999.0, -9999.0, -9999.0, -9999.0, -9999.0, -9999.0, -9999.0, -9999.0, -9999.0, -9999.0, -9999.0, -9999.0, -9999.0, -9999.0, -9999.0, -9999.0, -9999.0, -9999.0, -9999.0, -9999.0, -9999.0, -9999.0, -9999.0, -9999.0, -9999.0, -9999.0, -9999.0, -9999.0, -9999.0, -9999.0, -9999.0, -9999.0, -9999.0, -9999.0, -9999.0, -9999.0, -9999.0, -9999.0, -9999.0, -9999.0, -9999.0, -9999.0, -9999.0, -9999.0, -9999.0, -9999.0, -9999.0, -9999.0, -9999.0, -9999.0, -9999.0, -9999.0, -9999.0, -9999.0, -9999.0, -9999.0, -9999.0, -9999.0, -9999.0, -9999.0, -9999.0, -9999.0, -9999.0, -9999.0, -9999.0, -9999.0, -9999.0, -9999.0, -9999.0, -9999.0, -9999.0, -9999.0, -9999.0, -9999.0, -9999.0, -9999.0, -9999.0, -9999.0, -9999.0, -9999.0, -9999.0, -9999.0, -9999.0, -9999.0, -9999.0, -9999.0, -9999.0, -9999.0, -9999.0, -9999.0, -9999.0, -9999.0, -9999.0, -9999.0, -9999.0, -9999.0, -9999.0, -9999.0, -9999.0, -9999.0, -9999.0, -9999.0, -9999.0, -9999.0, -9999.0, -9999.0, -9999.0, -9999.0, -9999.0, -9999.0, -9999.0, -9999.0, -9999.0, -9999.0, -9999.0, -9999.0, -9999.0, -9999.0, -9999.0, -9999.0, -9999.0, -9999.0, -9999.0, -9999.0, -9999.0, -9999.0, -9999.0, -9999.0, -9999.0, -9999.0, -9999.0, -9999.0, -9999.0, -9999.0, -9999.0, -9999.0, -9999.0, -9999.0, -9999.0, -9999.0, -9999.0, -9999.0, -9999.0, -9999.0, -9999.0, -9999.0, -9999.0, -9999.0, -9999.0, -9999.0, -9999.0, -9999.0, -9999.0, -9999.0, -9999.0, -9999.0, -9999.0, -9999.0, -9999.0, -9999.0, -9999.0, -9999.0, -9999.0, -9999.0, -9999.0, -9999.0, -9999.0, -9999.0, -9999.0, -9999.0, -9999.0, -9999.0, -9999.0, -9999.0, -9999.0, -9999.0, -9999.0, -9999.0, -9999.0, -9999.0, -9999.0, -9999.0]
floatingse.member1.constr_d_to_t | output |  | 10
floatingse.member1.constr_taper | output |  | 1
floatingse.member1.slope | output |  | 1
floatingse.member1.ca_usr_grid_full | output |  | [-1.0, -1.0, -1.0]
floatingse.member1.cd_usr_grid_full | output |  | [-1.0, -1.0, -1.0]
floatingse.member1.nu_full | output |  | [0.26103404791929385, 0.26103404791929385]
floatingse.member1.nodes_r | output | m | [0.5, 0.5, 0.5]
floatingse.member1.z_global | output | m | [-70.0, -69.99969999999999, -69.9994]
floatingse.member1.center_of_buoyancy | output | m | [4.949999984356509, 0.0, -69.99997115384434]
floatingse.member1.displacement | output | m**3 | 0.3927
floatingse.member1.buoyancy_force | output | N | 3947.2105
floatingse.member1.idx_cb | output |  | 0
floatingse.member1.Awater | output | m**2 | 0
floatingse.member1.Iwaterx | output | m**4 | 0
floatingse.member1.Iwatery | output | m**4 | 0
floatingse.member1.added_mass | output | kg | [402.51658660772284, 402.51658660772284, 170.83333333333331, 8.386186894808159, 8.386186894808159, 0.0]
floatingse.member1.waterline_centroid | output | m | [0.0, 0.0]
floatingse.member1.z_dim | output | m | [-70.0, -69.99969999999999, -69.9994]
floatingse.member1.d_eff | output | m | [8666.522282246862, 8666.522282246862, 8666.522282246862]
floatingse.member1.section_height | output | m | 5.2
floatingse.member1.sigma_ult | output | Pa | 450000000
floatingse.member1.wohler_exp | output |  | 3
floatingse.member1.wohler_A | output |  | 35534648443.7198
floatingse.member1.z_param | output | m | [-70.0, -64.79999996538461]
floatingse.member1.sec_loc | output |  | 0 | normalized sectional location
floatingse.member1.str_tw | output | deg | 0 | structural twist of section
floatingse.member1.tw_iner | output | deg | 0 | inertial twist of section
floatingse.member1.mass_den | output | kg/m | 2205.398 | sectional mass per unit length
floatingse.member1.foreaft_iner | output | kg*m | 226.0533 | sectional fore-aft intertia per unit length about the Y_G inertia axis
floatingse.member1.sideside_iner | output | kg*m | 226.0533 | sectional side-side intertia per unit length about the Y_G inertia axis
floatingse.member1.foreaft_stff | output | N*m**2 | 5796238445.8732 | sectional fore-aft bending stiffness per unit length about the Y_E elastic axis
floatingse.member1.sideside_stff | output | N*m**2 | 5796238445.8732 | sectional side-side bending stiffness per unit length about the Y_E elastic axis
floatingse.member1.tor_stff | output | N*m**2 | 4596417087.5774 | sectional torsional stiffness
floatingse.member1.axial_stff | output | N | 56548667764.6163 | sectional axial stiffness
floatingse.member1.cg_offst | output | m | 0 | offset from the sectional center of mass
floatingse.member1.sc_offst | output | m | 0 | offset from the sectional shear center
floatingse.member1.tc_offst | output | m | 0 | offset from the sectional tension center
floatingse.member1.axial_load2stress | output | m**2 | [[0.0, 0.0, 3.536776513153231, 17.252568356845025, 17.252568356845025, 0.0]]
floatingse.member1.shear_load2stress | output | m**2 | [[5.475989575721907, 5.475989575721907, 0.0, 0.0, 0.0, 8.626284178422512]]
floatingse.member1.shell_cost | output | USD | 9436.1769
floatingse.member1.shell_mass | output | kg | 1102.6991
floatingse.member1.shell_z_cg | output | m | 0.25
floatingse.member1.shell_I_base | output | kg*m**2 | [204.91826172212637, 204.91826172212637, 226.0533150388971, 0.0, 0.0, 0.0]
floatingse.member1.bulkhead_mass | output | kg | 156.8283
floatingse.member1.bulkhead_z_cg | output | m | 0.25
floatingse.member1.bulkhead_cost | output | USD | 458.5817
floatingse.member1.bulkhead_I_base | output | kg*m**2 | [25.876673083424524, 25.876673083424524, 12.546264421376202, 0.0, 0.0, 0.0]
floatingse.member1.stiffener_mass | output | kg | 0
floatingse.member1.stiffener_z_cg | output | m | 0
floatingse.member1.stiffener_cost | output | USD | 0
floatingse.member1.stiffener_I_base | output | kg*m**2 | [0.0, 0.0, 0.0, 0.0, 0.0, 0.0]
floatingse.member1.flange_spacing_ratio | output |  | 0
floatingse.member1.stiffener_radius_ratio | output |  | [-9999.0, -9999.0, -9999.0, -9999.0, -9999.0, -9999.0, -9999.0, -9999.0, -9999.0, -9999.0, -9999.0, -9999.0, -9999.0, -9999.0, -9999.0, -9999.0, -9999.0, -9999.0, -9999.0, -9999.0, -9999.0, -9999.0, -9999.0, -9999.0, -9999.0, -9999.0, -9999.0, -9999.0, -9999.0, -9999.0, -9999.0, -9999.0, -9999.0, -9999.0, -9999.0, -9999.0, -9999.0, -9999.0, -9999.0, -9999.0, -9999.0, -9999.0, -9999.0, -9999.0, -9999.0, -9999.0, -9999.0, -9999.0, -9999.0, -9999.0, -9999.0, -9999.0, -9999.0, -9999.0, -9999.0, -9999.0, -9999.0, -9999.0, -9999.0, -9999.0, -9999.0, -9999.0, -9999.0, -9999.0, -9999.0, -9999.0, -9999.0, -9999.0, -9999.0, -9999.0, -9999.0, -9999.0, -9999.0, -9999.0, -9999.0, -9999.0, -9999.0, -9999.0, -9999.0, -9999.0, -9999.0, -9999.0, -9999.0, -9999.0, -9999.0, -9999.0, -9999.0, -9999.0, -9999.0, -9999.0, -9999.0, -9999.0, -9999.0, -9999.0, -9999.0, -9999.0, -9999.0, -9999.0, -9999.0, -9999.0, -9999.0, -9999.0, -9999.0, -9999.0, -9999.0, -9999.0, -9999.0, -9999.0, -9999.0, -9999.0, -9999.0, -9999.0, -9999.0, -9999.0, -9999.0, -9999.0, -9999.0, -9999.0, -9999.0, -9999.0, -9999.0, -9999.0, -9999.0, -9999.0, -9999.0, -9999.0, -9999.0, -9999.0, -9999.0, -9999.0, -9999.0, -9999.0, -9999.0, -9999.0, -9999.0, -9999.0, -9999.0, -9999.0, -9999.0, -9999.0, -9999.0, -9999.0, -9999.0, -9999.0, -9999.0, -9999.0, -9999.0, -9999.0, -9999.0, -9999.0, -9999.0, -9999.0, -9999.0, -9999.0, -9999.0, -9999.0, -9999.0, -9999.0, -9999.0, -9999.0, -9999.0, -9999.0, -9999.0, -9999.0, -9999.0, -9999.0, -9999.0, -9999.0, -9999.0, -9999.0, -9999.0, -9999.0, -9999.0, -9999.0, -9999.0, -9999.0, -9999.0, -9999.0, -9999.0, -9999.0, -9999.0, -9999.0, -9999.0, -9999.0, -9999.0, -9999.0, -9999.0, -9999.0, -9999.0, -9999.0, -9999.0, -9999.0, -9999.0, -9999.0, -9999.0, -9999.0, -9999.0, -9999.0, -9999.0, -9999.0]
floatingse.member1.constr_flange_compactness | output |  | 0
floatingse.member1.constr_web_compactness | output |  | 0
floatingse.member1.ballast_cost | output | USD | 0
floatingse.member1.ballast_mass | output | kg | 0
floatingse.member1.ballast_height | output |  | []
floatingse.member1.ballast_z_cg | output | m | 0
floatingse.member1.ballast_I_base | output | kg*m**2 | [0.0, 0.0, 0.0, 0.0, 0.0, 0.0]
floatingse.member1.variable_ballast_capacity | output | m**3 | 0
floatingse.member1.variable_ballast_Vpts | output | m**3 | [0.0, 0.0, 0.0, 0.0, 0.0, 0.0, 0.0, 0.0, 0.0, 0.0]
floatingse.member1.variable_ballast_spts | output |  | [0.0, 0.0, 0.0, 0.0, 0.0, 0.0, 0.0, 0.0, 0.0, 0.0]
floatingse.member1.constr_ballast_capacity | output |  | []
floatingse.member1.total_mass | output | kg | 1259.5274
floatingse.member1.total_cost | output | USD | 9894.7586
floatingse.member1.structural_mass | output | kg | 1259.5274
floatingse.member1.structural_cost | output | USD | 9894.7586
floatingse.member1.z_cg | output | m | 0.25
floatingse.member1.I_total | output | kg*m**2 | [152.0744612171743, 152.0744612171743, 238.5995794602733, 0.0, 0.0, 0.0]
floatingse.member1.s_all | output |  | [0.0, 0.003846153820550751, 0.09230769835002262, 0.09615385217057337, 0.5, 1.0, -9999.0, -9999.0, -9999.0, -9999.0, -9999.0, -9999.0, -9999.0, -9999.0, -9999.0, -9999.0, -9999.0, -9999.0, -9999.0, -9999.0, -9999.0, -9999.0, -9999.0, -9999.0, -9999.0, -9999.0, -9999.0, -9999.0, -9999.0, -9999.0, -9999.0, -9999.0, -9999.0, -9999.0, -9999.0, -9999.0, -9999.0, -9999.0, -9999.0, -9999.0, -9999.0, -9999.0, -9999.0, -9999.0, -9999.0, -9999.0, -9999.0, -9999.0, -9999.0, -9999.0, -9999.0, -9999.0, -9999.0, -9999.0, -9999.0, -9999.0, -9999.0, -9999.0, -9999.0, -9999.0, -9999.0, -9999.0, -9999.0, -9999.0, -9999.0, -9999.0, -9999.0, -9999.0, -9999.0, -9999.0, -9999.0, -9999.0, -9999.0, -9999.0, -9999.0, -9999.0, -9999.0, -9999.0, -9999.0, -9999.0, -9999.0, -9999.0, -9999.0, -9999.0, -9999.0, -9999.0, -9999.0, -9999.0, -9999.0, -9999.0, -9999.0, -9999.0, -9999.0, -9999.0, -9999.0, -9999.0, -9999.0, -9999.0, -9999.0, -9999.0, -9999.0, -9999.0, -9999.0, -9999.0, -9999.0, -9999.0, -9999.0, -9999.0, -9999.0, -9999.0, -9999.0, -9999.0, -9999.0, -9999.0, -9999.0, -9999.0, -9999.0, -9999.0, -9999.0, -9999.0, -9999.0, -9999.0, -9999.0, -9999.0, -9999.0, -9999.0, -9999.0, -9999.0, -9999.0, -9999.0, -9999.0, -9999.0, -9999.0, -9999.0, -9999.0, -9999.0, -9999.0, -9999.0, -9999.0, -9999.0, -9999.0, -9999.0, -9999.0, -9999.0, -9999.0, -9999.0, -9999.0, -9999.0, -9999.0, -9999.0, -9999.0, -9999.0, -9999.0, -9999.0, -9999.0, -9999.0, -9999.0, -9999.0, -9999.0, -9999.0, -9999.0, -9999.0, -9999.0, -9999.0, -9999.0, -9999.0, -9999.0, -9999.0, -9999.0, -9999.0, -9999.0, -9999.0, -9999.0, -9999.0, -9999.0, -9999.0, -9999.0, -9999.0, -9999.0, -9999.0, -9999.0, -9999.0, -9999.0, -9999.0, -9999.0, -9999.0, -9999.0, -9999.0, -9999.0, -9999.0, -9999.0, -9999.0, -9999.0, -9999.0, -9999.0, -9999.0, -9999.0, -9999.0, -9999.0, -9999.0]
floatingse.member1.center_of_mass | output | m | [4.949999984356509, 0.0, -69.99997115384434]
floatingse.member1.nodes_xyz_all | output | m | [[5.2, 0.0, -70.0], [5.180000000133136, 0.0, -69.9999976923077], [4.719999968579883, 0.0, -69.99994461538098], [4.699999968713018, 0.0, -69.9999423076887], [2.6, 0.0, -69.99969999999999], [0.0, 0.0, -69.9994], [-9999.0, -9999.0, -9999.0], [-9999.0, -9999.0, -9999.0], [-9999.0, -9999.0, -9999.0], [-9999.0, -9999.0, -9999.0], [-9999.0, -9999.0, -9999.0], [-9999.0, -9999.0, -9999.0], [-9999.0, -9999.0, -9999.0], [-9999.0, -9999.0, -9999.0], [-9999.0, -9999.0, -9999.0], [-9999.0, -9999.0, -9999.0], [-9999.0, -9999.0, -9999.0], [-9999.0, -9999.0, -9999.0], [-9999.0, -9999.0, -9999.0], [-9999.0, -9999.0, -9999.0], [-9999.0, -9999.0, -9999.0], [-9999.0, -9999.0, -9999.0], [-9999.0, -9999.0, -9999.0], [-9999.0, -9999.0, -9999.0], [-9999.0, -9999.0, -9999.0], [-9999.0, -9999.0, -9999.0], [-9999.0, -9999.0, -9999.0], [-9999.0, -9999.0, -9999.0], [-9999.0, -9999.0, -9999.0], [-9999.0, -9999.0, -9999.0], [-9999.0, -9999.0, -9999.0], [-9999.0, -9999.0, -9999.0], [-9999.0, -9999.0, -9999.0], [-9999.0, -9999.0, -9999.0], [-9999.0, -9999.0, -9999.0], [-9999.0, -9999.0, -9999.0], [-9999.0, -9999.0, -9999.0], [-9999.0, -9999.0, -9999.0], [-9999.0, -9999.0, -9999.0], [-9999.0, -9999.0, -9999.0], [-9999.0, -9999.0, -9999.0], [-9999.0, -9999.0, -9999.0], [-9999.0, -9999.0, -9999.0], [-9999.0, -9999.0, -9999.0], [-9999.0, -9999.0, -9999.0], [-9999.0, -9999.0, -9999.0], [-9999.0, -9999.0, -9999.0], [-9999.0, -9999.0, -9999.0], [-9999.0, -9999.0, -9999.0], [-9999.0, -9999.0, -9999.0], [-9999.0, -9999.0, -9999.0], [-9999.0, -9999.0, -9999.0], [-9999.0, -9999.0, -9999.0], [-9999.0, -9999.0, -9999.0], [-9999.0, -9999.0, -9999.0], [-9999.0, -9999.0, -9999.0], [-9999.0, -9999.0, -9999.0], [-9999.0, -9999.0, -9999.0], [-9999.0, -9999.0, -9999.0], [-9999.0, -9999.0, -9999.0], [-9999.0, -9999.0, -9999.0], [-9999.0, -9999.0, -9999.0], [-9999.0, -9999.0, -9999.0], [-9999.0, -9999.0, -9999.0], [-9999.0, -9999.0, -9999.0], [-9999.0, -9999.0, -9999.0], [-9999.0, -9999.0, -9999.0], [-9999.0, -9999.0, -9999.0], [-9999.0, -9999.0, -9999.0], [-9999.0, -9999.0, -9999.0], [-9999.0, -9999.0, -9999.0], [-9999.0, -9999.0, -9999.0], [-9999.0, -9999.0, -9999.0], [-9999.0, -9999.0, -9999.0], [-9999.0, -9999.0, -9999.0], [-9999.0, -9999.0, -9999.0], [-9999.0, -9999.0, -9999.0], [-9999.0, -9999.0, -9999.0], [-9999.0, -9999.0, -9999.0], [-9999.0, -9999.0, -9999.0], [-9999.0, -9999.0, -9999.0], [-9999.0, -9999.0, -9999.0], [-9999.0, -9999.0, -9999.0], [-9999.0, -9999.0, -9999.0], [-9999.0, -9999.0, -9999.0], [-9999.0, -9999.0, -9999.0], [-9999.0, -9999.0, -9999.0], [-9999.0, -9999.0, -9999.0], [-9999.0, -9999.0, -9999.0], [-9999.0, -9999.0, -9999.0], [-9999.0, -9999.0, -9999.0], [-9999.0, -9999.0, -9999.0], [-9999.0, -9999.0, -9999.0], [-9999.0, -9999.0, -9999.0], [-9999.0, -9999.0, -9999.0], [-9999.0, -9999.0, -9999.0], [-9999.0, -9999.0, -9999.0], [-9999.0, -9999.0, -9999.0], [-9999.0, -9999.0, -9999.0], [-9999.0, -9999.0, -9999.0], [-9999.0, -9999.0, -9999.0], [-9999.0, -9999.0, -9999.0], [-9999.0, -9999.0, -9999.0], [-9999.0, -9999.0, -9999.0], [-9999.0, -9999.0, -9999.0], [-9999.0, -9999.0, -9999.0], [-9999.0, -9999.0, -9999.0], [-9999.0, -9999.0, -9999.0], [-9999.0, -9999.0, -9999.0], [-9999.0, -9999.0, -9999.0], [-9999.0, -9999.0, -9999.0], [-9999.0, -9999.0, -9999.0], [-9999.0, -9999.0, -9999.0], [-9999.0, -9999.0, -9999.0], [-9999.0, -9999.0, -9999.0], [-9999.0, -9999.0, -9999.0], [-9999.0, -9999.0, -9999.0], [-9999.0, -9999.0, -9999.0], [-9999.0, -9999.0, -9999.0], [-9999.0, -9999.0, -9999.0], [-9999.0, -9999.0, -9999.0], [-9999.0, -9999.0, -9999.0], [-9999.0, -9999.0, -9999.0], [-9999.0, -9999.0, -9999.0], [-9999.0, -9999.0, -9999.0], [-9999.0, -9999.0, -9999.0], [-9999.0, -9999.0, -9999.0], [-9999.0, -9999.0, -9999.0], [-9999.0, -9999.0, -9999.0], [-9999.0, -9999.0, -9999.0], [-9999.0, -9999.0, -9999.0], [-9999.0, -9999.0, -9999.0], [-9999.0, -9999.0, -9999.0], [-9999.0, -9999.0, -9999.0], [-9999.0, -9999.0, -9999.0], [-9999.0, -9999.0, -9999.0], [-9999.0, -9999.0, -9999.0], [-9999.0, -9999.0, -9999.0], [-9999.0, -9999.0, -9999.0], [-9999.0, -9999.0, -9999.0], [-9999.0, -9999.0, -9999.0], [-9999.0, -9999.0, -9999.0], [-9999.0, -9999.0, -9999.0], [-9999.0, -9999.0, -9999.0], [-9999.0, -9999.0, -9999.0], [-9999.0, -9999.0, -9999.0], [-9999.0, -9999.0, -9999.0], [-9999.0, -9999.0, -9999.0], [-9999.0, -9999.0, -9999.0], [-9999.0, -9999.0, -9999.0], [-9999.0, -9999.0, -9999.0], [-9999.0, -9999.0, -9999.0], [-9999.0, -9999.0, -9999.0], [-9999.0, -9999.0, -9999.0], [-9999.0, -9999.0, -9999.0], [-9999.0, -9999.0, -9999.0], [-9999.0, -9999.0, -9999.0], [-9999.0, -9999.0, -9999.0], [-9999.0, -9999.0, -9999.0], [-9999.0, -9999.0, -9999.0], [-9999.0, -9999.0, -9999.0], [-9999.0, -9999.0, -9999.0], [-9999.0, -9999.0, -9999.0], [-9999.0, -9999.0, -9999.0], [-9999.0, -9999.0, -9999.0], [-9999.0, -9999.0, -9999.0], [-9999.0, -9999.0, -9999.0], [-9999.0, -9999.0, -9999.0], [-9999.0, -9999.0, -9999.0], [-9999.0, -9999.0, -9999.0], [-9999.0, -9999.0, -9999.0], [-9999.0, -9999.0, -9999.0], [-9999.0, -9999.0, -9999.0], [-9999.0, -9999.0, -9999.0], [-9999.0, -9999.0, -9999.0], [-9999.0, -9999.0, -9999.0], [-9999.0, -9999.0, -9999.0], [-9999.0, -9999.0, -9999.0], [-9999.0, -9999.0, -9999.0], [-9999.0, -9999.0, -9999.0], [-9999.0, -9999.0, -9999.0], [-9999.0, -9999.0, -9999.0], [-9999.0, -9999.0, -9999.0], [-9999.0, -9999.0, -9999.0], [-9999.0, -9999.0, -9999.0], [-9999.0, -9999.0, -9999.0], [-9999.0, -9999.0, -9999.0], [-9999.0, -9999.0, -9999.0], [-9999.0, -9999.0, -9999.0], [-9999.0, -9999.0, -9999.0], [-9999.0, -9999.0, -9999.0], [-9999.0, -9999.0, -9999.0], [-9999.0, -9999.0, -9999.0], [-9999.0, -9999.0, -9999.0], [-9999.0, -9999.0, -9999.0], [-9999.0, -9999.0, -9999.0], [-9999.0, -9999.0, -9999.0], [-9999.0, -9999.0, -9999.0], [-9999.0, -9999.0, -9999.0], [-9999.0, -9999.0, -9999.0]]
floatingse.member1.section_D | output | m | [1.0, 1.0, 1.0, 0.01, 0.01, -9999.0, -9999.0, -9999.0, -9999.0, -9999.0, -9999.0, -9999.0, -9999.0, -9999.0, -9999.0, -9999.0, -9999.0, -9999.0, -9999.0, -9999.0, -9999.0, -9999.0, -9999.0, -9999.0, -9999.0, -9999.0, -9999.0, -9999.0, -9999.0, -9999.0, -9999.0, -9999.0, -9999.0, -9999.0, -9999.0, -9999.0, -9999.0, -9999.0, -9999.0, -9999.0, -9999.0, -9999.0, -9999.0, -9999.0, -9999.0, -9999.0, -9999.0, -9999.0, -9999.0, -9999.0, -9999.0, -9999.0, -9999.0, -9999.0, -9999.0, -9999.0, -9999.0, -9999.0, -9999.0, -9999.0, -9999.0, -9999.0, -9999.0, -9999.0, -9999.0, -9999.0, -9999.0, -9999.0, -9999.0, -9999.0, -9999.0, -9999.0, -9999.0, -9999.0, -9999.0, -9999.0, -9999.0, -9999.0, -9999.0, -9999.0, -9999.0, -9999.0, -9999.0, -9999.0, -9999.0, -9999.0, -9999.0, -9999.0, -9999.0, -9999.0, -9999.0, -9999.0, -9999.0, -9999.0, -9999.0, -9999.0, -9999.0, -9999.0, -9999.0, -9999.0, -9999.0, -9999.0, -9999.0, -9999.0, -9999.0, -9999.0, -9999.0, -9999.0, -9999.0, -9999.0, -9999.0, -9999.0, -9999.0, -9999.0, -9999.0, -9999.0, -9999.0, -9999.0, -9999.0, -9999.0, -9999.0, -9999.0, -9999.0, -9999.0, -9999.0, -9999.0, -9999.0, -9999.0, -9999.0, -9999.0, -9999.0, -9999.0, -9999.0, -9999.0, -9999.0, -9999.0, -9999.0, -9999.0, -9999.0, -9999.0, -9999.0, -9999.0, -9999.0, -9999.0, -9999.0, -9999.0, -9999.0, -9999.0, -9999.0, -9999.0, -9999.0, -9999.0, -9999.0, -9999.0, -9999.0, -9999.0, -9999.0, -9999.0, -9999.0, -9999.0, -9999.0, -9999.0, -9999.0, -9999.0, -9999.0, -9999.0, -9999.0, -9999.0, -9999.0, -9999.0, -9999.0, -9999.0, -9999.0, -9999.0, -9999.0, -9999.0, -9999.0, -9999.0, -9999.0, -9999.0, -9999.0, -9999.0, -9999.0, -9999.0, -9999.0, -9999.0, -9999.0, -9999.0, -9999.0, -9999.0, -9999.0, -9999.0, -9999.0, -9999.0, -9999.0, -9999.0, -9999.0, -9999.0, -9999.0, -9999.0]
floatingse.member1.nodes_r_all | output | m | [0.5, 0.5, 0.5, 0.5, 0.5, 0.5, -9999.0, -9999.0, -9999.0, -9999.0, -9999.0, -9999.0, -9999.0, -9999.0, -9999.0, -9999.0, -9999.0, -9999.0, -9999.0, -9999.0, -9999.0, -9999.0, -9999.0, -9999.0, -9999.0, -9999.0, -9999.0, -9999.0, -9999.0, -9999.0, -9999.0, -9999.0, -9999.0, -9999.0, -9999.0, -9999.0, -9999.0, -9999.0, -9999.0, -9999.0, -9999.0, -9999.0, -9999.0, -9999.0, -9999.0, -9999.0, -9999.0, -9999.0, -9999.0, -9999.0, -9999.0, -9999.0, -9999.0, -9999.0, -9999.0, -9999.0, -9999.0, -9999.0, -9999.0, -9999.0, -9999.0, -9999.0, -9999.0, -9999.0, -9999.0, -9999.0, -9999.0, -9999.0, -9999.0, -9999.0, -9999.0, -9999.0, -9999.0, -9999.0, -9999.0, -9999.0, -9999.0, -9999.0, -9999.0, -9999.0, -9999.0, -9999.0, -9999.0, -9999.0, -9999.0, -9999.0, -9999.0, -9999.0, -9999.0, -9999.0, -9999.0, -9999.0, -9999.0, -9999.0, -9999.0, -9999.0, -9999.0, -9999.0, -9999.0, -9999.0, -9999.0, -9999.0, -9999.0, -9999.0, -9999.0, -9999.0, -9999.0, -9999.0, -9999.0, -9999.0, -9999.0, -9999.0, -9999.0, -9999.0, -9999.0, -9999.0, -9999.0, -9999.0, -9999.0, -9999.0, -9999.0, -9999.0, -9999.0, -9999.0, -9999.0, -9999.0, -9999.0, -9999.0, -9999.0, -9999.0, -9999.0, -9999.0, -9999.0, -9999.0, -9999.0, -9999.0, -9999.0, -9999.0, -9999.0, -9999.0, -9999.0, -9999.0, -9999.0, -9999.0, -9999.0, -9999.0, -9999.0, -9999.0, -9999.0, -9999.0, -9999.0, -9999.0, -9999.0, -9999.0, -9999.0, -9999.0, -9999.0, -9999.0, -9999.0, -9999.0, -9999.0, -9999.0, -9999.0, -9999.0, -9999.0, -9999.0, -9999.0, -9999.0, -9999.0, -9999.0, -9999.0, -9999.0, -9999.0, -9999.0, -9999.0, -9999.0, -9999.0, -9999.0, -9999.0, -9999.0, -9999.0, -9999.0, -9999.0, -9999.0, -9999.0, -9999.0, -9999.0, -9999.0, -9999.0, -9999.0, -9999.0, -9999.0, -9999.0, -9999.0, -9999.0, -9999.0, -9999.0, -9999.0, -9999.0, -9999.0]
floatingse.member1.section_t | output | m | [0.5, 0.1, 0.5, 0.01, 0.01, -9999.0, -9999.0, -9999.0, -9999.0, -9999.0, -9999.0, -9999.0, -9999.0, -9999.0, -9999.0, -9999.0, -9999.0, -9999.0, -9999.0, -9999.0, -9999.0, -9999.0, -9999.0, -9999.0, -9999.0, -9999.0, -9999.0, -9999.0, -9999.0, -9999.0, -9999.0, -9999.0, -9999.0, -9999.0, -9999.0, -9999.0, -9999.0, -9999.0, -9999.0, -9999.0, -9999.0, -9999.0, -9999.0, -9999.0, -9999.0, -9999.0, -9999.0, -9999.0, -9999.0, -9999.0, -9999.0, -9999.0, -9999.0, -9999.0, -9999.0, -9999.0, -9999.0, -9999.0, -9999.0, -9999.0, -9999.0, -9999.0, -9999.0, -9999.0, -9999.0, -9999.0, -9999.0, -9999.0, -9999.0, -9999.0, -9999.0, -9999.0, -9999.0, -9999.0, -9999.0, -9999.0, -9999.0, -9999.0, -9999.0, -9999.0, -9999.0, -9999.0, -9999.0, -9999.0, -9999.0, -9999.0, -9999.0, -9999.0, -9999.0, -9999.0, -9999.0, -9999.0, -9999.0, -9999.0, -9999.0, -9999.0, -9999.0, -9999.0, -9999.0, -9999.0, -9999.0, -9999.0, -9999.0, -9999.0, -9999.0, -9999.0, -9999.0, -9999.0, -9999.0, -9999.0, -9999.0, -9999.0, -9999.0, -9999.0, -9999.0, -9999.0, -9999.0, -9999.0, -9999.0, -9999.0, -9999.0, -9999.0, -9999.0, -9999.0, -9999.0, -9999.0, -9999.0, -9999.0, -9999.0, -9999.0, -9999.0, -9999.0, -9999.0, -9999.0, -9999.0, -9999.0, -9999.0, -9999.0, -9999.0, -9999.0, -9999.0, -9999.0, -9999.0, -9999.0, -9999.0, -9999.0, -9999.0, -9999.0, -9999.0, -9999.0, -9999.0, -9999.0, -9999.0, -9999.0, -9999.0, -9999.0, -9999.0, -9999.0, -9999.0, -9999.0, -9999.0, -9999.0, -9999.0, -9999.0, -9999.0, -9999.0, -9999.0, -9999.0, -9999.0, -9999.0, -9999.0, -9999.0, -9999.0, -9999.0, -9999.0, -9999.0, -9999.0, -9999.0, -9999.0, -9999.0, -9999.0, -9999.0, -9999.0, -9999.0, -9999.0, -9999.0, -9999.0, -9999.0, -9999.0, -9999.0, -9999.0, -9999.0, -9999.0, -9999.0, -9999.0, -9999.0, -9999.0, -9999.0, -9999.0, -9999.0]
floatingse.member1.section_A | output | m**2 | [0.7853981633974483, 0.2827433388230813, 0.7853981633974483, 0.01, 0.01, -9999.0, -9999.0, -9999.0, -9999.0, -9999.0, -9999.0, -9999.0, -9999.0, -9999.0, -9999.0, -9999.0, -9999.0, -9999.0, -9999.0, -9999.0, -9999.0, -9999.0, -9999.0, -9999.0, -9999.0, -9999.0, -9999.0, -9999.0, -9999.0, -9999.0, -9999.0, -9999.0, -9999.0, -9999.0, -9999.0, -9999.0, -9999.0, -9999.0, -9999.0, -9999.0, -9999.0, -9999.0, -9999.0, -9999.0, -9999.0, -9999.0, -9999.0, -9999.0, -9999.0, -9999.0, -9999.0, -9999.0, -9999.0, -9999.0, -9999.0, -9999.0, -9999.0, -9999.0, -9999.0, -9999.0, -9999.0, -9999.0, -9999.0, -9999.0, -9999.0, -9999.0, -9999.0, -9999.0, -9999.0, -9999.0, -9999.0, -9999.0, -9999.0, -9999.0, -9999.0, -9999.0, -9999.0, -9999.0, -9999.0, -9999.0, -9999.0, -9999.0, -9999.0, -9999.0, -9999.0, -9999.0, -9999.0, -9999.0, -9999.0, -9999.0, -9999.0, -9999.0, -9999.0, -9999.0, -9999.0, -9999.0, -9999.0, -9999.0, -9999.0, -9999.0, -9999.0, -9999.0, -9999.0, -9999.0, -9999.0, -9999.0, -9999.0, -9999.0, -9999.0, -9999.0, -9999.0, -9999.0, -9999.0, -9999.0, -9999.0, -9999.0, -9999.0, -9999.0, -9999.0, -9999.0, -9999.0, -9999.0, -9999.0, -9999.0, -9999.0, -9999.0, -9999.0, -9999.0, -9999.0, -9999.0, -9999.0, -9999.0, -9999.0, -9999.0, -9999.0, -9999.0, -9999.0, -9999.0, -9999.0, -9999.0, -9999.0, -9999.0, -9999.0, -9999.0, -9999.0, -9999.0, -9999.0, -9999.0, -9999.0, -9999.0, -9999.0, -9999.0, -9999.0, -9999.0, -9999.0, -9999.0, -9999.0, -9999.0, -9999.0, -9999.0, -9999.0, -9999.0, -9999.0, -9999.0, -9999.0, -9999.0, -9999.0, -9999.0, -9999.0, -9999.0, -9999.0, -9999.0, -9999.0, -9999.0, -9999.0, -9999.0, -9999.0, -9999.0, -9999.0, -9999.0, -9999.0, -9999.0, -9999.0, -9999.0, -9999.0, -9999.0, -9999.0, -9999.0, -9999.0, -9999.0, -9999.0, -9999.0, -9999.0, -9999.0, -9999.0, -9999.0, -9999.0, -9999.0, -9999.0, -9999.0]
floatingse.member1.section_Asx | output | m**2 | [0.698606753390037, 0.18261539511206404, 0.698606753390037, 0.01, 0.01, -9999.0, -9999.0, -9999.0, -9999.0, -9999.0, -9999.0, -9999.0, -9999.0, -9999.0, -9999.0, -9999.0, -9999.0, -9999.0, -9999.0, -9999.0, -9999.0, -9999.0, -9999.0, -9999.0, -9999.0, -9999.0, -9999.0, -9999.0, -9999.0, -9999.0, -9999.0, -9999.0, -9999.0, -9999.0, -9999.0, -9999.0, -9999.0, -9999.0, -9999.0, -9999.0, -9999.0, -9999.0, -9999.0, -9999.0, -9999.0, -9999.0, -9999.0, -9999.0, -9999.0, -9999.0, -9999.0, -9999.0, -9999.0, -9999.0, -9999.0, -9999.0, -9999.0, -9999.0, -9999.0, -9999.0, -9999.0, -9999.0, -9999.0, -9999.0, -9999.0, -9999.0, -9999.0, -9999.0, -9999.0, -9999.0, -9999.0, -9999.0, -9999.0, -9999.0, -9999.0, -9999.0, -9999.0, -9999.0, -9999.0, -9999.0, -9999.0, -9999.0, -9999.0, -9999.0, -9999.0, -9999.0, -9999.0, -9999.0, -9999.0, -9999.0, -9999.0, -9999.0, -9999.0, -9999.0, -9999.0, -9999.0, -9999.0, -9999.0, -9999.0, -9999.0, -9999.0, -9999.0, -9999.0, -9999.0, -9999.0, -9999.0, -9999.0, -9999.0, -9999.0, -9999.0, -9999.0, -9999.0, -9999.0, -9999.0, -9999.0, -9999.0, -9999.0, -9999.0, -9999.0, -9999.0, -9999.0, -9999.0, -9999.0, -9999.0, -9999.0, -9999.0, -9999.0, -9999.0, -9999.0, -9999.0, -9999.0, -9999.0, -9999.0, -9999.0, -9999.0, -9999.0, -9999.0, -9999.0, -9999.0, -9999.0, -9999.0, -9999.0, -9999.0, -9999.0, -9999.0, -9999.0, -9999.0, -9999.0, -9999.0, -9999.0, -9999.0, -9999.0, -9999.0, -9999.0, -9999.0, -9999.0, -9999.0, -9999.0, -9999.0, -9999.0, -9999.0, -9999.0, -9999.0, -9999.0, -9999.0, -9999.0, -9999.0, -9999.0, -9999.0, -9999.0, -9999.0, -9999.0, -9999.0, -9999.0, -9999.0, -9999.0, -9999.0, -9999.0, -9999.0, -9999.0, -9999.0, -9999.0, -9999.0, -9999.0, -9999.0, -9999.0, -9999.0, -9999.0, -9999.0, -9999.0, -9999.0, -9999.0, -9999.0, -9999.0, -9999.0, -9999.0, -9999.0, -9999.0, -9999.0, -9999.0]
floatingse.member1.section_Asy | output | m**2 | [0.698606753390037, 0.18261539511206404, 0.698606753390037, 0.01, 0.01, -9999.0, -9999.0, -9999.0, -9999.0, -9999.0, -9999.0, -9999.0, -9999.0, -9999.0, -9999.0, -9999.0, -9999.0, -9999.0, -9999.0, -9999.0, -9999.0, -9999.0, -9999.0, -9999.0, -9999.0, -9999.0, -9999.0, -9999.0, -9999.0, -9999.0, -9999.0, -9999.0, -9999.0, -9999.0, -9999.0, -9999.0, -9999.0, -9999.0, -9999.0, -9999.0, -9999.0, -9999.0, -9999.0, -9999.0, -9999.0, -9999.0, -9999.0, -9999.0, -9999.0, -9999.0, -9999.0, -9999.0, -9999.0, -9999.0, -9999.0, -9999.0, -9999.0, -9999.0, -9999.0, -9999.0, -9999.0, -9999.0, -9999.0, -9999.0, -9999.0, -9999.0, -9999.0, -9999.0, -9999.0, -9999.0, -9999.0, -9999.0, -9999.0, -9999.0, -9999.0, -9999.0, -9999.0, -9999.0, -9999.0, -9999.0, -9999.0, -9999.0, -9999.0, -9999.0, -9999.0, -9999.0, -9999.0, -9999.0, -9999.0, -9999.0, -9999.0, -9999.0, -9999.0, -9999.0, -9999.0, -9999.0, -9999.0, -9999.0, -9999.0, -9999.0, -9999.0, -9999.0, -9999.0, -9999.0, -9999.0, -9999.0, -9999.0, -9999.0, -9999.0, -9999.0, -9999.0, -9999.0, -9999.0, -9999.0, -9999.0, -9999.0, -9999.0, -9999.0, -9999.0, -9999.0, -9999.0, -9999.0, -9999.0, -9999.0, -9999.0, -9999.0, -9999.0, -9999.0, -9999.0, -9999.0, -9999.0, -9999.0, -9999.0, -9999.0, -9999.0, -9999.0, -9999.0, -9999.0, -9999.0, -9999.0, -9999.0, -9999.0, -9999.0, -9999.0, -9999.0, -9999.0, -9999.0, -9999.0, -9999.0, -9999.0, -9999.0, -9999.0, -9999.0, -9999.0, -9999.0, -9999.0, -9999.0, -9999.0, -9999.0, -9999.0, -9999.0, -9999.0, -9999.0, -9999.0, -9999.0, -9999.0, -9999.0, -9999.0, -9999.0, -9999.0, -9999.0, -9999.0, -9999.0, -9999.0, -9999.0, -9999.0, -9999.0, -9999.0, -9999.0, -9999.0, -9999.0, -9999.0, -9999.0, -9999.0, -9999.0, -9999.0, -9999.0, -9999.0, -9999.0, -9999.0, -9999.0, -9999.0, -9999.0, -9999.0, -9999.0, -9999.0, -9999.0, -9999.0, -9999.0, -9999.0]
floatingse.member1.section_Ixx | output | kg*m**2 | [0.04908738521234052, 0.028981192229365838, 0.04908738521234052, 0.01, 0.01, -9999.0, -9999.0, -9999.0, -9999.0, -9999.0, -9999.0, -9999.0, -9999.0, -9999.0, -9999.0, -9999.0, -9999.0, -9999.0, -9999.0, -9999.0, -9999.0, -9999.0, -9999.0, -9999.0, -9999.0, -9999.0, -9999.0, -9999.0, -9999.0, -9999.0, -9999.0, -9999.0, -9999.0, -9999.0, -9999.0, -9999.0, -9999.0, -9999.0, -9999.0, -9999.0, -9999.0, -9999.0, -9999.0, -9999.0, -9999.0, -9999.0, -9999.0, -9999.0, -9999.0, -9999.0, -9999.0, -9999.0, -9999.0, -9999.0, -9999.0, -9999.0, -9999.0, -9999.0, -9999.0, -9999.0, -9999.0, -9999.0, -9999.0, -9999.0, -9999.0, -9999.0, -9999.0, -9999.0, -9999.0, -9999.0, -9999.0, -9999.0, -9999.0, -9999.0, -9999.0, -9999.0, -9999.0, -9999.0, -9999.0, -9999.0, -9999.0, -9999.0, -9999.0, -9999.0, -9999.0, -9999.0, -9999.0, -9999.0, -9999.0, -9999.0, -9999.0, -9999.0, -9999.0, -9999.0, -9999.0, -9999.0, -9999.0, -9999.0, -9999.0, -9999.0, -9999.0, -9999.0, -9999.0, -9999.0, -9999.0, -9999.0, -9999.0, -9999.0, -9999.0, -9999.0, -9999.0, -9999.0, -9999.0, -9999.0, -9999.0, -9999.0, -9999.0, -9999.0, -9999.0, -9999.0, -9999.0, -9999.0, -9999.0, -9999.0, -9999.0, -9999.0, -9999.0, -9999.0, -9999.0, -9999.0, -9999.0, -9999.0, -9999.0, -9999.0, -9999.0, -9999.0, -9999.0, -9999.0, -9999.0, -9999.0, -9999.0, -9999.0, -9999.0, -9999.0, -9999.0, -9999.0, -9999.0, -9999.0, -9999.0, -9999.0, -9999.0, -9999.0, -9999.0, -9999.0, -9999.0, -9999.0, -9999.0, -9999.0, -9999.0, -9999.0, -9999.0, -9999.0, -9999.0, -9999.0, -9999.0, -9999.0, -9999.0, -9999.0, -9999.0, -9999.0, -9999.0, -9999.0, -9999.0, -9999.0, -9999.0, -9999.0, -9999.0, -9999.0, -9999.0, -9999.0, -9999.0, -9999.0, -9999.0, -9999.0, -9999.0, -9999.0, -9999.0, -9999.0, -9999.0, -9999.0, -9999.0, -9999.0, -9999.0, -9999.0, -9999.0, -9999.0, -9999.0, -9999.0, -9999.0, -9999.0]
floatingse.member1.section_Iyy | output | kg*m**2 | [0.04908738521234052, 0.028981192229365838, 0.04908738521234052, 0.01, 0.01, -9999.0, -9999.0, -9999.0, -9999.0, -9999.0, -9999.0, -9999.0, -9999.0, -9999.0, -9999.0, -9999.0, -9999.0, -9999.0, -9999.0, -9999.0, -9999.0, -9999.0, -9999.0, -9999.0, -9999.0, -9999.0, -9999.0, -9999.0, -9999.0, -9999.0, -9999.0, -9999.0, -9999.0, -9999.0, -9999.0, -9999.0, -9999.0, -9999.0, -9999.0, -9999.0, -9999.0, -9999.0, -9999.0, -9999.0, -9999.0, -9999.0, -9999.0, -9999.0, -9999.0, -9999.0, -9999.0, -9999.0, -9999.0, -9999.0, -9999.0, -9999.0, -9999.0, -9999.0, -9999.0, -9999.0, -9999.0, -9999.0, -9999.0, -9999.0, -9999.0, -9999.0, -9999.0, -9999.0, -9999.0, -9999.0, -9999.0, -9999.0, -9999.0, -9999.0, -9999.0, -9999.0, -9999.0, -9999.0, -9999.0, -9999.0, -9999.0, -9999.0, -9999.0, -9999.0, -9999.0, -9999.0, -9999.0, -9999.0, -9999.0, -9999.0, -9999.0, -9999.0, -9999.0, -9999.0, -9999.0, -9999.0, -9999.0, -9999.0, -9999.0, -9999.0, -9999.0, -9999.0, -9999.0, -9999.0, -9999.0, -9999.0, -9999.0, -9999.0, -9999.0, -9999.0, -9999.0, -9999.0, -9999.0, -9999.0, -9999.0, -9999.0, -9999.0, -9999.0, -9999.0, -9999.0, -9999.0, -9999.0, -9999.0, -9999.0, -9999.0, -9999.0, -9999.0, -9999.0, -9999.0, -9999.0, -9999.0, -9999.0, -9999.0, -9999.0, -9999.0, -9999.0, -9999.0, -9999.0, -9999.0, -9999.0, -9999.0, -9999.0, -9999.0, -9999.0, -9999.0, -9999.0, -9999.0, -9999.0, -9999.0, -9999.0, -9999.0, -9999.0, -9999.0, -9999.0, -9999.0, -9999.0, -9999.0, -9999.0, -9999.0, -9999.0, -9999.0, -9999.0, -9999.0, -9999.0, -9999.0, -9999.0, -9999.0, -9999.0, -9999.0, -9999.0, -9999.0, -9999.0, -9999.0, -9999.0, -9999.0, -9999.0, -9999.0, -9999.0, -9999.0, -9999.0, -9999.0, -9999.0, -9999.0, -9999.0, -9999.0, -9999.0, -9999.0, -9999.0, -9999.0, -9999.0, -9999.0, -9999.0, -9999.0, -9999.0, -9999.0, -9999.0, -9999.0, -9999.0, -9999.0, -9999.0]
floatingse.member1.section_J0 | output | kg*m**2 | [0.09817477042468103, 0.057962384458731676, 0.09817477042468103, 0.01, 0.01, -9999.0, -9999.0, -9999.0, -9999.0, -9999.0, -9999.0, -9999.0, -9999.0, -9999.0, -9999.0, -9999.0, -9999.0, -9999.0, -9999.0, -9999.0, -9999.0, -9999.0, -9999.0, -9999.0, -9999.0, -9999.0, -9999.0, -9999.0, -9999.0, -9999.0, -9999.0, -9999.0, -9999.0, -9999.0, -9999.0, -9999.0, -9999.0, -9999.0, -9999.0, -9999.0, -9999.0, -9999.0, -9999.0, -9999.0, -9999.0, -9999.0, -9999.0, -9999.0, -9999.0, -9999.0, -9999.0, -9999.0, -9999.0, -9999.0, -9999.0, -9999.0, -9999.0, -9999.0, -9999.0, -9999.0, -9999.0, -9999.0, -9999.0, -9999.0, -9999.0, -9999.0, -9999.0, -9999.0, -9999.0, -9999.0, -9999.0, -9999.0, -9999.0, -9999.0, -9999.0, -9999.0, -9999.0, -9999.0, -9999.0, -9999.0, -9999.0, -9999.0, -9999.0, -9999.0, -9999.0, -9999.0, -9999.0, -9999.0, -9999.0, -9999.0, -9999.0, -9999.0, -9999.0, -9999.0, -9999.0, -9999.0, -9999.0, -9999.0, -9999.0, -9999.0, -9999.0, -9999.0, -9999.0, -9999.0, -9999.0, -9999.0, -9999.0, -9999.0, -9999.0, -9999.0, -9999.0, -9999.0, -9999.0, -9999.0, -9999.0, -9999.0, -9999.0, -9999.0, -9999.0, -9999.0, -9999.0, -9999.0, -9999.0, -9999.0, -9999.0, -9999.0, -9999.0, -9999.0, -9999.0, -9999.0, -9999.0, -9999.0, -9999.0, -9999.0, -9999.0, -9999.0, -9999.0, -9999.0, -9999.0, -9999.0, -9999.0, -9999.0, -9999.0, -9999.0, -9999.0, -9999.0, -9999.0, -9999.0, -9999.0, -9999.0, -9999.0, -9999.0, -9999.0, -9999.0, -9999.0, -9999.0, -9999.0, -9999.0, -9999.0, -9999.0, -9999.0, -9999.0, -9999.0, -9999.0, -9999.0, -9999.0, -9999.0, -9999.0, -9999.0, -9999.0, -9999.0, -9999.0, -9999.0, -9999.0, -9999.0, -9999.0, -9999.0, -9999.0, -9999.0, -9999.0, -9999.0, -9999.0, -9999.0, -9999.0, -9999.0, -9999.0, -9999.0, -9999.0, -9999.0, -9999.0, -9999.0, -9999.0, -9999.0, -9999.0, -9999.0, -9999.0, -9999.0, -9999.0, -9999.0, -9999.0]
floatingse.member1.section_rho | output | kg/m**3 | [7800.0, 7800.0, 7800.0, 0.01, 0.01, -9999.0, -9999.0, -9999.0, -9999.0, -9999.0, -9999.0, -9999.0, -9999.0, -9999.0, -9999.0, -9999.0, -9999.0, -9999.0, -9999.0, -9999.0, -9999.0, -9999.0, -9999.0, -9999.0, -9999.0, -9999.0, -9999.0, -9999.0, -9999.0, -9999.0, -9999.0, -9999.0, -9999.0, -9999.0, -9999.0, -9999.0, -9999.0, -9999.0, -9999.0, -9999.0, -9999.0, -9999.0, -9999.0, -9999.0, -9999.0, -9999.0, -9999.0, -9999.0, -9999.0, -9999.0, -9999.0, -9999.0, -9999.0, -9999.0, -9999.0, -9999.0, -9999.0, -9999.0, -9999.0, -9999.0, -9999.0, -9999.0, -9999.0, -9999.0, -9999.0, -9999.0, -9999.0, -9999.0, -9999.0, -9999.0, -9999.0, -9999.0, -9999.0, -9999.0, -9999.0, -9999.0, -9999.0, -9999.0, -9999.0, -9999.0, -9999.0, -9999.0, -9999.0, -9999.0, -9999.0, -9999.0, -9999.0, -9999.0, -9999.0, -9999.0, -9999.0, -9999.0, -9999.0, -9999.0, -9999.0, -9999.0, -9999.0, -9999.0, -9999.0, -9999.0, -9999.0, -9999.0, -9999.0, -9999.0, -9999.0, -9999.0, -9999.0, -9999.0, -9999.0, -9999.0, -9999.0, -9999.0, -9999.0, -9999.0, -9999.0, -9999.0, -9999.0, -9999.0, -9999.0, -9999.0, -9999.0, -9999.0, -9999.0, -9999.0, -9999.0, -9999.0, -9999.0, -9999.0, -9999.0, -9999.0, -9999.0, -9999.0, -9999.0, -9999.0, -9999.0, -9999.0, -9999.0, -9999.0, -9999.0, -9999.0, -9999.0, -9999.0, -9999.0, -9999.0, -9999.0, -9999.0, -9999.0, -9999.0, -9999.0, -9999.0, -9999.0, -9999.0, -9999.0, -9999.0, -9999.0, -9999.0, -9999.0, -9999.0, -9999.0, -9999.0, -9999.0, -9999.0, -9999.0, -9999.0, -9999.0, -9999.0, -9999.0, -9999.0, -9999.0, -9999.0, -9999.0, -9999.0, -9999.0, -9999.0, -9999.0, -9999.0, -9999.0, -9999.0, -9999.0, -9999.0, -9999.0, -9999.0, -9999.0, -9999.0, -9999.0, -9999.0, -9999.0, -9999.0, -9999.0, -9999.0, -9999.0, -9999.0, -9999.0, -9999.0, -9999.0, -9999.0, -9999.0, -9999.0, -9999.0, -9999.0]
floatingse.member1.section_E | output | Pa | [200000000000.0, 200000000000.0, 200000000000.0, 20000000000000.0, 20000000000000.0, -9999.0, -9999.0, -9999.0, -9999.0, -9999.0, -9999.0, -9999.0, -9999.0, -9999.0, -9999.0, -9999.0, -9999.0, -9999.0, -9999.0, -9999.0, -9999.0, -9999.0, -9999.0, -9999.0, -9999.0, -9999.0, -9999.0, -9999.0, -9999.0, -9999.0, -9999.0, -9999.0, -9999.0, -9999.0, -9999.0, -9999.0, -9999.0, -9999.0, -9999.0, -9999.0, -9999.0, -9999.0, -9999.0, -9999.0, -9999.0, -9999.0, -9999.0, -9999.0, -9999.0, -9999.0, -9999.0, -9999.0, -9999.0, -9999.0, -9999.0, -9999.0, -9999.0, -9999.0, -9999.0, -9999.0, -9999.0, -9999.0, -9999.0, -9999.0, -9999.0, -9999.0, -9999.0, -9999.0, -9999.0, -9999.0, -9999.0, -9999.0, -9999.0, -9999.0, -9999.0, -9999.0, -9999.0, -9999.0, -9999.0, -9999.0, -9999.0, -9999.0, -9999.0, -9999.0, -9999.0, -9999.0, -9999.0, -9999.0, -9999.0, -9999.0, -9999.0, -9999.0, -9999.0, -9999.0, -9999.0, -9999.0, -9999.0, -9999.0, -9999.0, -9999.0, -9999.0, -9999.0, -9999.0, -9999.0, -9999.0, -9999.0, -9999.0, -9999.0, -9999.0, -9999.0, -9999.0, -9999.0, -9999.0, -9999.0, -9999.0, -9999.0, -9999.0, -9999.0, -9999.0, -9999.0, -9999.0, -9999.0, -9999.0, -9999.0, -9999.0, -9999.0, -9999.0, -9999.0, -9999.0, -9999.0, -9999.0, -9999.0, -9999.0, -9999.0, -9999.0, -9999.0, -9999.0, -9999.0, -9999.0, -9999.0, -9999.0, -9999.0, -9999.0, -9999.0, -9999.0, -9999.0, -9999.0, -9999.0, -9999.0, -9999.0, -9999.0, -9999.0, -9999.0, -9999.0, -9999.0, -9999.0, -9999.0, -9999.0, -9999.0, -9999.0, -9999.0, -9999.0, -9999.0, -9999.0, -9999.0, -9999.0, -9999.0, -9999.0, -9999.0, -9999.0, -9999.0, -9999.0, -9999.0, -9999.0, -9999.0, -9999.0, -9999.0, -9999.0, -9999.0, -9999.0, -9999.0, -9999.0, -9999.0, -9999.0, -9999.0, -9999.0, -9999.0, -9999.0, -9999.0, -9999.0, -9999.0, -9999.0, -9999.0, -9999.0, -9999.0, -9999.0, -9999.0, -9999.0, -9999.0, -9999.0]
floatingse.member1.section_G | output | Pa | [79300000000.0, 79300000000.0, 79300000000.0, 7930000000000.0, 7930000000000.0, -9999.0, -9999.0, -9999.0, -9999.0, -9999.0, -9999.0, -9999.0, -9999.0, -9999.0, -9999.0, -9999.0, -9999.0, -9999.0, -9999.0, -9999.0, -9999.0, -9999.0, -9999.0, -9999.0, -9999.0, -9999.0, -9999.0, -9999.0, -9999.0, -9999.0, -9999.0, -9999.0, -9999.0, -9999.0, -9999.0, -9999.0, -9999.0, -9999.0, -9999.0, -9999.0, -9999.0, -9999.0, -9999.0, -9999.0, -9999.0, -9999.0, -9999.0, -9999.0, -9999.0, -9999.0, -9999.0, -9999.0, -9999.0, -9999.0, -9999.0, -9999.0, -9999.0, -9999.0, -9999.0, -9999.0, -9999.0, -9999.0, -9999.0, -9999.0, -9999.0, -9999.0, -9999.0, -9999.0, -9999.0, -9999.0, -9999.0, -9999.0, -9999.0, -9999.0, -9999.0, -9999.0, -9999.0, -9999.0, -9999.0, -9999.0, -9999.0, -9999.0, -9999.0, -9999.0, -9999.0, -9999.0, -9999.0, -9999.0, -9999.0, -9999.0, -9999.0, -9999.0, -9999.0, -9999.0, -9999.0, -9999.0, -9999.0, -9999.0, -9999.0, -9999.0, -9999.0, -9999.0, -9999.0, -9999.0, -9999.0, -9999.0, -9999.0, -9999.0, -9999.0, -9999.0, -9999.0, -9999.0, -9999.0, -9999.0, -9999.0, -9999.0, -9999.0, -9999.0, -9999.0, -9999.0, -9999.0, -9999.0, -9999.0, -9999.0, -9999.0, -9999.0, -9999.0, -9999.0, -9999.0, -9999.0, -9999.0, -9999.0, -9999.0, -9999.0, -9999.0, -9999.0, -9999.0, -9999.0, -9999.0, -9999.0, -9999.0, -9999.0, -9999.0, -9999.0, -9999.0, -9999.0, -9999.0, -9999.0, -9999.0, -9999.0, -9999.0, -9999.0, -9999.0, -9999.0, -9999.0, -9999.0, -9999.0, -9999.0, -9999.0, -9999.0, -9999.0, -9999.0, -9999.0, -9999.0, -9999.0, -9999.0, -9999.0, -9999.0, -9999.0, -9999.0, -9999.0, -9999.0, -9999.0, -9999.0, -9999.0, -9999.0, -9999.0, -9999.0, -9999.0, -9999.0, -9999.0, -9999.0, -9999.0, -9999.0, -9999.0, -9999.0, -9999.0, -9999.0, -9999.0, -9999.0, -9999.0, -9999.0, -9999.0, -9999.0, -9999.0, -9999.0, -9999.0, -9999.0, -9999.0, -9999.0]
floatingse.member1.section_TorsC | output | m**3 | [0.0, 0.11592476891746335, 0.0, 0.11592476891746335, 0.11592476891746335, -9999.0, -9999.0, -9999.0, -9999.0, -9999.0, -9999.0, -9999.0, -9999.0, -9999.0, -9999.0, -9999.0, -9999.0, -9999.0, -9999.0, -9999.0, -9999.0, -9999.0, -9999.0, -9999.0, -9999.0, -9999.0, -9999.0, -9999.0, -9999.0, -9999.0, -9999.0, -9999.0, -9999.0, -9999.0, -9999.0, -9999.0, -9999.0, -9999.0, -9999.0, -9999.0, -9999.0, -9999.0, -9999.0, -9999.0, -9999.0, -9999.0, -9999.0, -9999.0, -9999.0, -9999.0, -9999.0, -9999.0, -9999.0, -9999.0, -9999.0, -9999.0, -9999.0, -9999.0, -9999.0, -9999.0, -9999.0, -9999.0, -9999.0, -9999.0, -9999.0, -9999.0, -9999.0, -9999.0, -9999.0, -9999.0, -9999.0, -9999.0, -9999.0, -9999.0, -9999.0, -9999.0, -9999.0, -9999.0, -9999.0, -9999.0, -9999.0, -9999.0, -9999.0, -9999.0, -9999.0, -9999.0, -9999.0, -9999.0, -9999.0, -9999.0, -9999.0, -9999.0, -9999.0, -9999.0, -9999.0, -9999.0, -9999.0, -9999.0, -9999.0, -9999.0, -9999.0, -9999.0, -9999.0, -9999.0, -9999.0, -9999.0, -9999.0, -9999.0, -9999.0, -9999.0, -9999.0, -9999.0, -9999.0, -9999.0, -9999.0, -9999.0, -9999.0, -9999.0, -9999.0, -9999.0, -9999.0, -9999.0, -9999.0, -9999.0, -9999.0, -9999.0, -9999.0, -9999.0, -9999.0, -9999.0, -9999.0, -9999.0, -9999.0, -9999.0, -9999.0, -9999.0, -9999.0, -9999.0, -9999.0, -9999.0, -9999.0, -9999.0, -9999.0, -9999.0, -9999.0, -9999.0, -9999.0, -9999.0, -9999.0, -9999.0, -9999.0, -9999.0, -9999.0, -9999.0, -9999.0, -9999.0, -9999.0, -9999.0, -9999.0, -9999.0, -9999.0, -9999.0, -9999.0, -9999.0, -9999.0, -9999.0, -9999.0, -9999.0, -9999.0, -9999.0, -9999.0, -9999.0, -9999.0, -9999.0, -9999.0, -9999.0, -9999.0, -9999.0, -9999.0, -9999.0, -9999.0, -9999.0, -9999.0, -9999.0, -9999.0, -9999.0, -9999.0, -9999.0, -9999.0, -9999.0, -9999.0, -9999.0, -9999.0, -9999.0, -9999.0, -9999.0, -9999.0, -9999.0, -9999.0, -9999.0]
floatingse.member1.section_sigma_y | output | Pa | [345000000.0, 345000000.0, 345000000.0, 34500000000.0, 34500000000.0, -9999.0, -9999.0, -9999.0, -9999.0, -9999.0, -9999.0, -9999.0, -9999.0, -9999.0, -9999.0, -9999.0, -9999.0, -9999.0, -9999.0, -9999.0, -9999.0, -9999.0, -9999.0, -9999.0, -9999.0, -9999.0, -9999.0, -9999.0, -9999.0, -9999.0, -9999.0, -9999.0, -9999.0, -9999.0, -9999.0, -9999.0, -9999.0, -9999.0, -9999.0, -9999.0, -9999.0, -9999.0, -9999.0, -9999.0, -9999.0, -9999.0, -9999.0, -9999.0, -9999.0, -9999.0, -9999.0, -9999.0, -9999.0, -9999.0, -9999.0, -9999.0, -9999.0, -9999.0, -9999.0, -9999.0, -9999.0, -9999.0, -9999.0, -9999.0, -9999.0, -9999.0, -9999.0, -9999.0, -9999.0, -9999.0, -9999.0, -9999.0, -9999.0, -9999.0, -9999.0, -9999.0, -9999.0, -9999.0, -9999.0, -9999.0, -9999.0, -9999.0, -9999.0, -9999.0, -9999.0, -9999.0, -9999.0, -9999.0, -9999.0, -9999.0, -9999.0, -9999.0, -9999.0, -9999.0, -9999.0, -9999.0, -9999.0, -9999.0, -9999.0, -9999.0, -9999.0, -9999.0, -9999.0, -9999.0, -9999.0, -9999.0, -9999.0, -9999.0, -9999.0, -9999.0, -9999.0, -9999.0, -9999.0, -9999.0, -9999.0, -9999.0, -9999.0, -9999.0, -9999.0, -9999.0, -9999.0, -9999.0, -9999.0, -9999.0, -9999.0, -9999.0, -9999.0, -9999.0, -9999.0, -9999.0, -9999.0, -9999.0, -9999.0, -9999.0, -9999.0, -9999.0, -9999.0, -9999.0, -9999.0, -9999.0, -9999.0, -9999.0, -9999.0, -9999.0, -9999.0, -9999.0, -9999.0, -9999.0, -9999.0, -9999.0, -9999.0, -9999.0, -9999.0, -9999.0, -9999.0, -9999.0, -9999.0, -9999.0, -9999.0, -9999.0, -9999.0, -9999.0, -9999.0, -9999.0, -9999.0, -9999.0, -9999.0, -9999.0, -9999.0, -9999.0, -9999.0, -9999.0, -9999.0, -9999.0, -9999.0, -9999.0, -9999.0, -9999.0, -9999.0, -9999.0, -9999.0, -9999.0, -9999.0, -9999.0, -9999.0, -9999.0, -9999.0, -9999.0, -9999.0, -9999.0, -9999.0, -9999.0, -9999.0, -9999.0, -9999.0, -9999.0, -9999.0, -9999.0, -9999.0, -9999.0]
floatingse.member2.constr_d_to_t | output |  | 10
floatingse.member2.constr_taper | output |  | 1
floatingse.member2.slope | output |  | 1
floatingse.member2.ca_usr_grid_full | output |  | [-1.0, -1.0, -1.0]
floatingse.member2.cd_usr_grid_full | output |  | [-1.0, -1.0, -1.0]
floatingse.member2.nu_full | output |  | [0.26103404791929385, 0.26103404791929385]
floatingse.member2.nodes_r | output | m | [0.5, 0.5, 0.5]
floatingse.member2.z_global | output | m | [-70.0, -69.99969999999999, -69.9994]
floatingse.member2.center_of_buoyancy | output | m | [-2.4749999921782533, 4.286825735185311, -69.99997115384434]
floatingse.member2.displacement | output | m**3 | 0.3927
floatingse.member2.buoyancy_force | output | N | 3947.2105
floatingse.member2.idx_cb | output |  | 0
floatingse.member2.Awater | output | m**2 | 0
floatingse.member2.Iwaterx | output | m**4 | 0
floatingse.member2.Iwatery | output | m**4 | 0
floatingse.member2.added_mass | output | kg | [402.51658660772284, 402.51658660772284, 170.83333333333331, 8.386186894808159, 8.386186894808159, 0.0]
floatingse.member2.waterline_centroid | output | m | [0.0, 0.0]
floatingse.member2.z_dim | output | m | [-70.0, -69.99969999999999, -69.9994]
floatingse.member2.d_eff | output | m | [4333.261227658554, 4333.261227658554, 4333.261227658554]
floatingse.member2.section_height | output | m | 5.2
floatingse.member2.sigma_ult | output | Pa | 450000000
floatingse.member2.wohler_exp | output |  | 3
floatingse.member2.wohler_A | output |  | 35534648443.7198
floatingse.member2.z_param | output | m | [-70.0, -64.79999996538461]
floatingse.member2.sec_loc | output |  | 0 | normalized sectional location
floatingse.member2.str_tw | output | deg | 0 | structural twist of section
floatingse.member2.tw_iner | output | deg | 0 | inertial twist of section
floatingse.member2.mass_den | output | kg/m | 2205.398 | sectional mass per unit length
floatingse.member2.foreaft_iner | output | kg*m | 226.0533 | sectional fore-aft intertia per unit length about the Y_G inertia axis
floatingse.member2.sideside_iner | output | kg*m | 226.0533 | sectional side-side intertia per unit length about the Y_G inertia axis
floatingse.member2.foreaft_stff | output | N*m**2 | 5796238445.8732 | sectional fore-aft bending stiffness per unit length about the Y_E elastic axis
floatingse.member2.sideside_stff | output | N*m**2 | 5796238445.8732 | sectional side-side bending stiffness per unit length about the Y_E elastic axis
floatingse.member2.tor_stff | output | N*m**2 | 4596417087.5774 | sectional torsional stiffness
floatingse.member2.axial_stff | output | N | 56548667764.6163 | sectional axial stiffness
floatingse.member2.cg_offst | output | m | 0 | offset from the sectional center of mass
floatingse.member2.sc_offst | output | m | 0 | offset from the sectional shear center
floatingse.member2.tc_offst | output | m | 0 | offset from the sectional tension center
floatingse.member2.axial_load2stress | output | m**2 | [[0.0, 0.0, 3.536776513153231, 17.252568356845025, 17.252568356845025, 0.0]]
floatingse.member2.shear_load2stress | output | m**2 | [[5.475989575721907, 5.475989575721907, 0.0, 0.0, 0.0, 8.626284178422512]]
floatingse.member2.shell_cost | output | USD | 9436.1769
floatingse.member2.shell_mass | output | kg | 1102.6991
floatingse.member2.shell_z_cg | output | m | 0.25
floatingse.member2.shell_I_base | output | kg*m**2 | [204.91826172212637, 204.91826172212637, 226.0533150388971, 0.0, 0.0, 0.0]
floatingse.member2.bulkhead_mass | output | kg | 156.8283
floatingse.member2.bulkhead_z_cg | output | m | 0.25
floatingse.member2.bulkhead_cost | output | USD | 458.5817
floatingse.member2.bulkhead_I_base | output | kg*m**2 | [25.876673083424524, 25.876673083424524, 12.546264421376202, 0.0, 0.0, 0.0]
floatingse.member2.stiffener_mass | output | kg | 0
floatingse.member2.stiffener_z_cg | output | m | 0
floatingse.member2.stiffener_cost | output | USD | 0
floatingse.member2.stiffener_I_base | output | kg*m**2 | [0.0, 0.0, 0.0, 0.0, 0.0, 0.0]
floatingse.member2.flange_spacing_ratio | output |  | 0
floatingse.member2.stiffener_radius_ratio | output |  | [-9999.0, -9999.0, -9999.0, -9999.0, -9999.0, -9999.0, -9999.0, -9999.0, -9999.0, -9999.0, -9999.0, -9999.0, -9999.0, -9999.0, -9999.0, -9999.0, -9999.0, -9999.0, -9999.0, -9999.0, -9999.0, -9999.0, -9999.0, -9999.0, -9999.0, -9999.0, -9999.0, -9999.0, -9999.0, -9999.0, -9999.0, -9999.0, -9999.0, -9999.0, -9999.0, -9999.0, -9999.0, -9999.0, -9999.0, -9999.0, -9999.0, -9999.0, -9999.0, -9999.0, -9999.0, -9999.0, -9999.0, -9999.0, -9999.0, -9999.0, -9999.0, -9999.0, -9999.0, -9999.0, -9999.0, -9999.0, -9999.0, -9999.0, -9999.0, -9999.0, -9999.0, -9999.0, -9999.0, -9999.0, -9999.0, -9999.0, -9999.0, -9999.0, -9999.0, -9999.0, -9999.0, -9999.0, -9999.0, -9999.0, -9999.0, -9999.0, -9999.0, -9999.0, -9999.0, -9999.0, -9999.0, -9999.0, -9999.0, -9999.0, -9999.0, -9999.0, -9999.0, -9999.0, -9999.0, -9999.0, -9999.0, -9999.0, -9999.0, -9999.0, -9999.0, -9999.0, -9999.0, -9999.0, -9999.0, -9999.0, -9999.0, -9999.0, -9999.0, -9999.0, -9999.0, -9999.0, -9999.0, -9999.0, -9999.0, -9999.0, -9999.0, -9999.0, -9999.0, -9999.0, -9999.0, -9999.0, -9999.0, -9999.0, -9999.0, -9999.0, -9999.0, -9999.0, -9999.0, -9999.0, -9999.0, -9999.0, -9999.0, -9999.0, -9999.0, -9999.0, -9999.0, -9999.0, -9999.0, -9999.0, -9999.0, -9999.0, -9999.0, -9999.0, -9999.0, -9999.0, -9999.0, -9999.0, -9999.0, -9999.0, -9999.0, -9999.0, -9999.0, -9999.0, -9999.0, -9999.0, -9999.0, -9999.0, -9999.0, -9999.0, -9999.0, -9999.0, -9999.0, -9999.0, -9999.0, -9999.0, -9999.0, -9999.0, -9999.0, -9999.0, -9999.0, -9999.0, -9999.0, -9999.0, -9999.0, -9999.0, -9999.0, -9999.0, -9999.0, -9999.0, -9999.0, -9999.0, -9999.0, -9999.0, -9999.0, -9999.0, -9999.0, -9999.0, -9999.0, -9999.0, -9999.0, -9999.0, -9999.0, -9999.0, -9999.0, -9999.0, -9999.0, -9999.0, -9999.0, -9999.0, -9999.0, -9999.0, -9999.0, -9999.0, -9999.0, -9999.0]
floatingse.member2.constr_flange_compactness | output |  | 0
floatingse.member2.constr_web_compactness | output |  | 0
floatingse.member2.ballast_cost | output | USD | 0
floatingse.member2.ballast_mass | output | kg | 0
floatingse.member2.ballast_height | output |  | []
floatingse.member2.ballast_z_cg | output | m | 0
floatingse.member2.ballast_I_base | output | kg*m**2 | [0.0, 0.0, 0.0, 0.0, 0.0, 0.0]
floatingse.member2.variable_ballast_capacity | output | m**3 | 0
floatingse.member2.variable_ballast_Vpts | output | m**3 | [0.0, 0.0, 0.0, 0.0, 0.0, 0.0, 0.0, 0.0, 0.0, 0.0]
floatingse.member2.variable_ballast_spts | output |  | [0.0, 0.0, 0.0, 0.0, 0.0, 0.0, 0.0, 0.0, 0.0, 0.0]
floatingse.member2.constr_ballast_capacity | output |  | []
floatingse.member2.total_mass | output | kg | 1259.5274
floatingse.member2.total_cost | output | USD | 9894.7586
floatingse.member2.structural_mass | output | kg | 1259.5274
floatingse.member2.structural_cost | output | USD | 9894.7586
floatingse.member2.z_cg | output | m | 0.25
floatingse.member2.I_total | output | kg*m**2 | [152.0744612171743, 152.0744612171743, 238.5995794602733, 0.0, 0.0, 0.0]
floatingse.member2.s_all | output |  | [0.0, 0.003846153820550751, 0.09230769835002262, 0.09615385217057337, 0.5, 1.0, -9999.0, -9999.0, -9999.0, -9999.0, -9999.0, -9999.0, -9999.0, -9999.0, -9999.0, -9999.0, -9999.0, -9999.0, -9999.0, -9999.0, -9999.0, -9999.0, -9999.0, -9999.0, -9999.0, -9999.0, -9999.0, -9999.0, -9999.0, -9999.0, -9999.0, -9999.0, -9999.0, -9999.0, -9999.0, -9999.0, -9999.0, -9999.0, -9999.0, -9999.0, -9999.0, -9999.0, -9999.0, -9999.0, -9999.0, -9999.0, -9999.0, -9999.0, -9999.0, -9999.0, -9999.0, -9999.0, -9999.0, -9999.0, -9999.0, -9999.0, -9999.0, -9999.0, -9999.0, -9999.0, -9999.0, -9999.0, -9999.0, -9999.0, -9999.0, -9999.0, -9999.0, -9999.0, -9999.0, -9999.0, -9999.0, -9999.0, -9999.0, -9999.0, -9999.0, -9999.0, -9999.0, -9999.0, -9999.0, -9999.0, -9999.0, -9999.0, -9999.0, -9999.0, -9999.0, -9999.0, -9999.0, -9999.0, -9999.0, -9999.0, -9999.0, -9999.0, -9999.0, -9999.0, -9999.0, -9999.0, -9999.0, -9999.0, -9999.0, -9999.0, -9999.0, -9999.0, -9999.0, -9999.0, -9999.0, -9999.0, -9999.0, -9999.0, -9999.0, -9999.0, -9999.0, -9999.0, -9999.0, -9999.0, -9999.0, -9999.0, -9999.0, -9999.0, -9999.0, -9999.0, -9999.0, -9999.0, -9999.0, -9999.0, -9999.0, -9999.0, -9999.0, -9999.0, -9999.0, -9999.0, -9999.0, -9999.0, -9999.0, -9999.0, -9999.0, -9999.0, -9999.0, -9999.0, -9999.0, -9999.0, -9999.0, -9999.0, -9999.0, -9999.0, -9999.0, -9999.0, -9999.0, -9999.0, -9999.0, -9999.0, -9999.0, -9999.0, -9999.0, -9999.0, -9999.0, -9999.0, -9999.0, -9999.0, -9999.0, -9999.0, -9999.0, -9999.0, -9999.0, -9999.0, -9999.0, -9999.0, -9999.0, -9999.0, -9999.0, -9999.0, -9999.0, -9999.0, -9999.0, -9999.0, -9999.0, -9999.0, -9999.0, -9999.0, -9999.0, -9999.0, -9999.0, -9999.0, -9999.0, -9999.0, -9999.0, -9999.0, -9999.0, -9999.0, -9999.0, -9999.0, -9999.0, -9999.0, -9999.0, -9999.0, -9999.0, -9999.0, -9999.0, -9999.0, -9999.0, -9999.0]
floatingse.member2.center_of_mass | output | m | [-2.4749999921782533, 4.286825735185311, -69.99997115384434]
floatingse.member2.nodes_xyz_all | output | m | [[-2.5999999999999988, 4.503332099679081, -70.0], [-2.5900000000665666, 4.486011591718691, -69.9999976923077], [-2.35999998428994, 4.087639878651931, -69.99994461538098], [-2.3499999843565083, 4.070319370691541, -69.9999423076887], [-1.2999999999999994, 2.2516660498395407, -69.99969999999999], [0.0, 0.0, -69.9994], [-9999.0, -9999.0, -9999.0], [-9999.0, -9999.0, -9999.0], [-9999.0, -9999.0, -9999.0], [-9999.0, -9999.0, -9999.0], [-9999.0, -9999.0, -9999.0], [-9999.0, -9999.0, -9999.0], [-9999.0, -9999.0, -9999.0], [-9999.0, -9999.0, -9999.0], [-9999.0, -9999.0, -9999.0], [-9999.0, -9999.0, -9999.0], [-9999.0, -9999.0, -9999.0], [-9999.0, -9999.0, -9999.0], [-9999.0, -9999.0, -9999.0], [-9999.0, -9999.0, -9999.0], [-9999.0, -9999.0, -9999.0], [-9999.0, -9999.0, -9999.0], [-9999.0, -9999.0, -9999.0], [-9999.0, -9999.0, -9999.0], [-9999.0, -9999.0, -9999.0], [-9999.0, -9999.0, -9999.0], [-9999.0, -9999.0, -9999.0], [-9999.0, -9999.0, -9999.0], [-9999.0, -9999.0, -9999.0], [-9999.0, -9999.0, -9999.0], [-9999.0, -9999.0, -9999.0], [-9999.0, -9999.0, -9999.0], [-9999.0, -9999.0, -9999.0], [-9999.0, -9999.0, -9999.0], [-9999.0, -9999.0, -9999.0], [-9999.0, -9999.0, -9999.0], [-9999.0, -9999.0, -9999.0], [-9999.0, -9999.0, -9999.0], [-9999.0, -9999.0, -9999.0], [-9999.0, -9999.0, -9999.0], [-9999.0, -9999.0, -9999.0], [-9999.0, -9999.0, -9999.0], [-9999.0, -9999.0, -9999.0], [-9999.0, -9999.0, -9999.0], [-9999.0, -9999.0, -9999.0], [-9999.0, -9999.0, -9999.0], [-9999.0, -9999.0, -9999.0], [-9999.0, -9999.0, -9999.0], [-9999.0, -9999.0, -9999.0], [-9999.0, -9999.0, -9999.0], [-9999.0, -9999.0, -9999.0], [-9999.0, -9999.0, -9999.0], [-9999.0, -9999.0, -9999.0], [-9999.0, -9999.0, -9999.0], [-9999.0, -9999.0, -9999.0], [-9999.0, -9999.0, -9999.0], [-9999.0, -9999.0, -9999.0], [-9999.0, -9999.0, -9999.0], [-9999.0, -9999.0, -9999.0], [-9999.0, -9999.0, -9999.0], [-9999.0, -9999.0, -9999.0], [-9999.0, -9999.0, -9999.0], [-9999.0, -9999.0, -9999.0], [-9999.0, -9999.0, -9999.0], [-9999.0, -9999.0, -9999.0], [-9999.0, -9999.0, -9999.0], [-9999.0, -9999.0, -9999.0], [-9999.0, -9999.0, -9999.0], [-9999.0, -9999.0, -9999.0], [-9999.0, -9999.0, -9999.0], [-9999.0, -9999.0, -9999.0], [-9999.0, -9999.0, -9999.0], [-9999.0, -9999.0, -9999.0], [-9999.0, -9999.0, -9999.0], [-9999.0, -9999.0, -9999.0], [-9999.0, -9999.0, -9999.0], [-9999.0, -9999.0, -9999.0], [-9999.0, -9999.0, -9999.0], [-9999.0, -9999.0, -9999.0], [-9999.0, -9999.0, -9999.0], [-9999.0, -9999.0, -9999.0], [-9999.0, -9999.0, -9999.0], [-9999.0, -9999.0, -9999.0], [-9999.0, -9999.0, -9999.0], [-9999.0, -9999.0, -9999.0], [-9999.0, -9999.0, -9999.0], [-9999.0, -9999.0, -9999.0], [-9999.0, -9999.0, -9999.0], [-9999.0, -9999.0, -9999.0], [-9999.0, -9999.0, -9999.0], [-9999.0, -9999.0, -9999.0], [-9999.0, -9999.0, -9999.0], [-9999.0, -9999.0, -9999.0], [-9999.0, -9999.0, -9999.0], [-9999.0, -9999.0, -9999.0], [-9999.0, -9999.0, -9999.0], [-9999.0, -9999.0, -9999.0], [-9999.0, -9999.0, -9999.0], [-9999.0, -9999.0, -9999.0], [-9999.0, -9999.0, -9999.0], [-9999.0, -9999.0, -9999.0], [-9999.0, -9999.0, -9999.0], [-9999.0, -9999.0, -9999.0], [-9999.0, -9999.0, -9999.0], [-9999.0, -9999.0, -9999.0], [-9999.0, -9999.0, -9999.0], [-9999.0, -9999.0, -9999.0], [-9999.0, -9999.0, -9999.0], [-9999.0, -9999.0, -9999.0], [-9999.0, -9999.0, -9999.0], [-9999.0, -9999.0, -9999.0], [-9999.0, -9999.0, -9999.0], [-9999.0, -9999.0, -9999.0], [-9999.0, -9999.0, -9999.0], [-9999.0, -9999.0, -9999.0], [-9999.0, -9999.0, -9999.0], [-9999.0, -9999.0, -9999.0], [-9999.0, -9999.0, -9999.0], [-9999.0, -9999.0, -9999.0], [-9999.0, -9999.0, -9999.0], [-9999.0, -9999.0, -9999.0], [-9999.0, -9999.0, -9999.0], [-9999.0, -9999.0, -9999.0], [-9999.0, -9999.0, -9999.0], [-9999.0, -9999.0, -9999.0], [-9999.0, -9999.0, -9999.0], [-9999.0, -9999.0, -9999.0], [-9999.0, -9999.0, -9999.0], [-9999.0, -9999.0, -9999.0], [-9999.0, -9999.0, -9999.0], [-9999.0, -9999.0, -9999.0], [-9999.0, -9999.0, -9999.0], [-9999.0, -9999.0, -9999.0], [-9999.0, -9999.0, -9999.0], [-9999.0, -9999.0, -9999.0], [-9999.0, -9999.0, -9999.0], [-9999.0, -9999.0, -9999.0], [-9999.0, -9999.0, -9999.0], [-9999.0, -9999.0, -9999.0], [-9999.0, -9999.0, -9999.0], [-9999.0, -9999.0, -9999.0], [-9999.0, -9999.0, -9999.0], [-9999.0, -9999.0, -9999.0], [-9999.0, -9999.0, -9999.0], [-9999.0, -9999.0, -9999.0], [-9999.0, -9999.0, -9999.0], [-9999.0, -9999.0, -9999.0], [-9999.0, -9999.0, -9999.0], [-9999.0, -9999.0, -9999.0], [-9999.0, -9999.0, -9999.0], [-9999.0, -9999.0, -9999.0], [-9999.0, -9999.0, -9999.0], [-9999.0, -9999.0, -9999.0], [-9999.0, -9999.0, -9999.0], [-9999.0, -9999.0, -9999.0], [-9999.0, -9999.0, -9999.0], [-9999.0, -9999.0, -9999.0], [-9999.0, -9999.0, -9999.0], [-9999.0, -9999.0, -9999.0], [-9999.0, -9999.0, -9999.0], [-9999.0, -9999.0, -9999.0], [-9999.0, -9999.0, -9999.0], [-9999.0, -9999.0, -9999.0], [-9999.0, -9999.0, -9999.0], [-9999.0, -9999.0, -9999.0], [-9999.0, -9999.0, -9999.0], [-9999.0, -9999.0, -9999.0], [-9999.0, -9999.0, -9999.0], [-9999.0, -9999.0, -9999.0], [-9999.0, -9999.0, -9999.0], [-9999.0, -9999.0, -9999.0], [-9999.0, -9999.0, -9999.0], [-9999.0, -9999.0, -9999.0], [-9999.0, -9999.0, -9999.0], [-9999.0, -9999.0, -9999.0], [-9999.0, -9999.0, -9999.0], [-9999.0, -9999.0, -9999.0], [-9999.0, -9999.0, -9999.0], [-9999.0, -9999.0, -9999.0], [-9999.0, -9999.0, -9999.0], [-9999.0, -9999.0, -9999.0], [-9999.0, -9999.0, -9999.0], [-9999.0, -9999.0, -9999.0], [-9999.0, -9999.0, -9999.0], [-9999.0, -9999.0, -9999.0], [-9999.0, -9999.0, -9999.0], [-9999.0, -9999.0, -9999.0], [-9999.0, -9999.0, -9999.0], [-9999.0, -9999.0, -9999.0], [-9999.0, -9999.0, -9999.0], [-9999.0, -9999.0, -9999.0], [-9999.0, -9999.0, -9999.0], [-9999.0, -9999.0, -9999.0], [-9999.0, -9999.0, -9999.0], [-9999.0, -9999.0, -9999.0], [-9999.0, -9999.0, -9999.0], [-9999.0, -9999.0, -9999.0], [-9999.0, -9999.0, -9999.0], [-9999.0, -9999.0, -9999.0], [-9999.0, -9999.0, -9999.0]]
floatingse.member2.section_D | output | m | [1.0, 1.0, 1.0, 0.01, 0.01, -9999.0, -9999.0, -9999.0, -9999.0, -9999.0, -9999.0, -9999.0, -9999.0, -9999.0, -9999.0, -9999.0, -9999.0, -9999.0, -9999.0, -9999.0, -9999.0, -9999.0, -9999.0, -9999.0, -9999.0, -9999.0, -9999.0, -9999.0, -9999.0, -9999.0, -9999.0, -9999.0, -9999.0, -9999.0, -9999.0, -9999.0, -9999.0, -9999.0, -9999.0, -9999.0, -9999.0, -9999.0, -9999.0, -9999.0, -9999.0, -9999.0, -9999.0, -9999.0, -9999.0, -9999.0, -9999.0, -9999.0, -9999.0, -9999.0, -9999.0, -9999.0, -9999.0, -9999.0, -9999.0, -9999.0, -9999.0, -9999.0, -9999.0, -9999.0, -9999.0, -9999.0, -9999.0, -9999.0, -9999.0, -9999.0, -9999.0, -9999.0, -9999.0, -9999.0, -9999.0, -9999.0, -9999.0, -9999.0, -9999.0, -9999.0, -9999.0, -9999.0, -9999.0, -9999.0, -9999.0, -9999.0, -9999.0, -9999.0, -9999.0, -9999.0, -9999.0, -9999.0, -9999.0, -9999.0, -9999.0, -9999.0, -9999.0, -9999.0, -9999.0, -9999.0, -9999.0, -9999.0, -9999.0, -9999.0, -9999.0, -9999.0, -9999.0, -9999.0, -9999.0, -9999.0, -9999.0, -9999.0, -9999.0, -9999.0, -9999.0, -9999.0, -9999.0, -9999.0, -9999.0, -9999.0, -9999.0, -9999.0, -9999.0, -9999.0, -9999.0, -9999.0, -9999.0, -9999.0, -9999.0, -9999.0, -9999.0, -9999.0, -9999.0, -9999.0, -9999.0, -9999.0, -9999.0, -9999.0, -9999.0, -9999.0, -9999.0, -9999.0, -9999.0, -9999.0, -9999.0, -9999.0, -9999.0, -9999.0, -9999.0, -9999.0, -9999.0, -9999.0, -9999.0, -9999.0, -9999.0, -9999.0, -9999.0, -9999.0, -9999.0, -9999.0, -9999.0, -9999.0, -9999.0, -9999.0, -9999.0, -9999.0, -9999.0, -9999.0, -9999.0, -9999.0, -9999.0, -9999.0, -9999.0, -9999.0, -9999.0, -9999.0, -9999.0, -9999.0, -9999.0, -9999.0, -9999.0, -9999.0, -9999.0, -9999.0, -9999.0, -9999.0, -9999.0, -9999.0, -9999.0, -9999.0, -9999.0, -9999.0, -9999.0, -9999.0, -9999.0, -9999.0, -9999.0, -9999.0, -9999.0, -9999.0]
floatingse.member2.nodes_r_all | output | m | [0.5, 0.5, 0.5, 0.5, 0.5, 0.5, -9999.0, -9999.0, -9999.0, -9999.0, -9999.0, -9999.0, -9999.0, -9999.0, -9999.0, -9999.0, -9999.0, -9999.0, -9999.0, -9999.0, -9999.0, -9999.0, -9999.0, -9999.0, -9999.0, -9999.0, -9999.0, -9999.0, -9999.0, -9999.0, -9999.0, -9999.0, -9999.0, -9999.0, -9999.0, -9999.0, -9999.0, -9999.0, -9999.0, -9999.0, -9999.0, -9999.0, -9999.0, -9999.0, -9999.0, -9999.0, -9999.0, -9999.0, -9999.0, -9999.0, -9999.0, -9999.0, -9999.0, -9999.0, -9999.0, -9999.0, -9999.0, -9999.0, -9999.0, -9999.0, -9999.0, -9999.0, -9999.0, -9999.0, -9999.0, -9999.0, -9999.0, -9999.0, -9999.0, -9999.0, -9999.0, -9999.0, -9999.0, -9999.0, -9999.0, -9999.0, -9999.0, -9999.0, -9999.0, -9999.0, -9999.0, -9999.0, -9999.0, -9999.0, -9999.0, -9999.0, -9999.0, -9999.0, -9999.0, -9999.0, -9999.0, -9999.0, -9999.0, -9999.0, -9999.0, -9999.0, -9999.0, -9999.0, -9999.0, -9999.0, -9999.0, -9999.0, -9999.0, -9999.0, -9999.0, -9999.0, -9999.0, -9999.0, -9999.0, -9999.0, -9999.0, -9999.0, -9999.0, -9999.0, -9999.0, -9999.0, -9999.0, -9999.0, -9999.0, -9999.0, -9999.0, -9999.0, -9999.0, -9999.0, -9999.0, -9999.0, -9999.0, -9999.0, -9999.0, -9999.0, -9999.0, -9999.0, -9999.0, -9999.0, -9999.0, -9999.0, -9999.0, -9999.0, -9999.0, -9999.0, -9999.0, -9999.0, -9999.0, -9999.0, -9999.0, -9999.0, -9999.0, -9999.0, -9999.0, -9999.0, -9999.0, -9999.0, -9999.0, -9999.0, -9999.0, -9999.0, -9999.0, -9999.0, -9999.0, -9999.0, -9999.0, -9999.0, -9999.0, -9999.0, -9999.0, -9999.0, -9999.0, -9999.0, -9999.0, -9999.0, -9999.0, -9999.0, -9999.0, -9999.0, -9999.0, -9999.0, -9999.0, -9999.0, -9999.0, -9999.0, -9999.0, -9999.0, -9999.0, -9999.0, -9999.0, -9999.0, -9999.0, -9999.0, -9999.0, -9999.0, -9999.0, -9999.0, -9999.0, -9999.0, -9999.0, -9999.0, -9999.0, -9999.0, -9999.0, -9999.0]
floatingse.member2.section_t | output | m | [0.5, 0.1, 0.5, 0.01, 0.01, -9999.0, -9999.0, -9999.0, -9999.0, -9999.0, -9999.0, -9999.0, -9999.0, -9999.0, -9999.0, -9999.0, -9999.0, -9999.0, -9999.0, -9999.0, -9999.0, -9999.0, -9999.0, -9999.0, -9999.0, -9999.0, -9999.0, -9999.0, -9999.0, -9999.0, -9999.0, -9999.0, -9999.0, -9999.0, -9999.0, -9999.0, -9999.0, -9999.0, -9999.0, -9999.0, -9999.0, -9999.0, -9999.0, -9999.0, -9999.0, -9999.0, -9999.0, -9999.0, -9999.0, -9999.0, -9999.0, -9999.0, -9999.0, -9999.0, -9999.0, -9999.0, -9999.0, -9999.0, -9999.0, -9999.0, -9999.0, -9999.0, -9999.0, -9999.0, -9999.0, -9999.0, -9999.0, -9999.0, -9999.0, -9999.0, -9999.0, -9999.0, -9999.0, -9999.0, -9999.0, -9999.0, -9999.0, -9999.0, -9999.0, -9999.0, -9999.0, -9999.0, -9999.0, -9999.0, -9999.0, -9999.0, -9999.0, -9999.0, -9999.0, -9999.0, -9999.0, -9999.0, -9999.0, -9999.0, -9999.0, -9999.0, -9999.0, -9999.0, -9999.0, -9999.0, -9999.0, -9999.0, -9999.0, -9999.0, -9999.0, -9999.0, -9999.0, -9999.0, -9999.0, -9999.0, -9999.0, -9999.0, -9999.0, -9999.0, -9999.0, -9999.0, -9999.0, -9999.0, -9999.0, -9999.0, -9999.0, -9999.0, -9999.0, -9999.0, -9999.0, -9999.0, -9999.0, -9999.0, -9999.0, -9999.0, -9999.0, -9999.0, -9999.0, -9999.0, -9999.0, -9999.0, -9999.0, -9999.0, -9999.0, -9999.0, -9999.0, -9999.0, -9999.0, -9999.0, -9999.0, -9999.0, -9999.0, -9999.0, -9999.0, -9999.0, -9999.0, -9999.0, -9999.0, -9999.0, -9999.0, -9999.0, -9999.0, -9999.0, -9999.0, -9999.0, -9999.0, -9999.0, -9999.0, -9999.0, -9999.0, -9999.0, -9999.0, -9999.0, -9999.0, -9999.0, -9999.0, -9999.0, -9999.0, -9999.0, -9999.0, -9999.0, -9999.0, -9999.0, -9999.0, -9999.0, -9999.0, -9999.0, -9999.0, -9999.0, -9999.0, -9999.0, -9999.0, -9999.0, -9999.0, -9999.0, -9999.0, -9999.0, -9999.0, -9999.0, -9999.0, -9999.0, -9999.0, -9999.0, -9999.0, -9999.0]
floatingse.member2.section_A | output | m**2 | [0.7853981633974483, 0.2827433388230813, 0.7853981633974483, 0.01, 0.01, -9999.0, -9999.0, -9999.0, -9999.0, -9999.0, -9999.0, -9999.0, -9999.0, -9999.0, -9999.0, -9999.0, -9999.0, -9999.0, -9999.0, -9999.0, -9999.0, -9999.0, -9999.0, -9999.0, -9999.0, -9999.0, -9999.0, -9999.0, -9999.0, -9999.0, -9999.0, -9999.0, -9999.0, -9999.0, -9999.0, -9999.0, -9999.0, -9999.0, -9999.0, -9999.0, -9999.0, -9999.0, -9999.0, -9999.0, -9999.0, -9999.0, -9999.0, -9999.0, -9999.0, -9999.0, -9999.0, -9999.0, -9999.0, -9999.0, -9999.0, -9999.0, -9999.0, -9999.0, -9999.0, -9999.0, -9999.0, -9999.0, -9999.0, -9999.0, -9999.0, -9999.0, -9999.0, -9999.0, -9999.0, -9999.0, -9999.0, -9999.0, -9999.0, -9999.0, -9999.0, -9999.0, -9999.0, -9999.0, -9999.0, -9999.0, -9999.0, -9999.0, -9999.0, -9999.0, -9999.0, -9999.0, -9999.0, -9999.0, -9999.0, -9999.0, -9999.0, -9999.0, -9999.0, -9999.0, -9999.0, -9999.0, -9999.0, -9999.0, -9999.0, -9999.0, -9999.0, -9999.0, -9999.0, -9999.0, -9999.0, -9999.0, -9999.0, -9999.0, -9999.0, -9999.0, -9999.0, -9999.0, -9999.0, -9999.0, -9999.0, -9999.0, -9999.0, -9999.0, -9999.0, -9999.0, -9999.0, -9999.0, -9999.0, -9999.0, -9999.0, -9999.0, -9999.0, -9999.0, -9999.0, -9999.0, -9999.0, -9999.0, -9999.0, -9999.0, -9999.0, -9999.0, -9999.0, -9999.0, -9999.0, -9999.0, -9999.0, -9999.0, -9999.0, -9999.0, -9999.0, -9999.0, -9999.0, -9999.0, -9999.0, -9999.0, -9999.0, -9999.0, -9999.0, -9999.0, -9999.0, -9999.0, -9999.0, -9999.0, -9999.0, -9999.0, -9999.0, -9999.0, -9999.0, -9999.0, -9999.0, -9999.0, -9999.0, -9999.0, -9999.0, -9999.0, -9999.0, -9999.0, -9999.0, -9999.0, -9999.0, -9999.0, -9999.0, -9999.0, -9999.0, -9999.0, -9999.0, -9999.0, -9999.0, -9999.0, -9999.0, -9999.0, -9999.0, -9999.0, -9999.0, -9999.0, -9999.0, -9999.0, -9999.0, -9999.0, -9999.0, -9999.0, -9999.0, -9999.0, -9999.0, -9999.0]
floatingse.member2.section_Asx | output | m**2 | [0.698606753390037, 0.18261539511206404, 0.698606753390037, 0.01, 0.01, -9999.0, -9999.0, -9999.0, -9999.0, -9999.0, -9999.0, -9999.0, -9999.0, -9999.0, -9999.0, -9999.0, -9999.0, -9999.0, -9999.0, -9999.0, -9999.0, -9999.0, -9999.0, -9999.0, -9999.0, -9999.0, -9999.0, -9999.0, -9999.0, -9999.0, -9999.0, -9999.0, -9999.0, -9999.0, -9999.0, -9999.0, -9999.0, -9999.0, -9999.0, -9999.0, -9999.0, -9999.0, -9999.0, -9999.0, -9999.0, -9999.0, -9999.0, -9999.0, -9999.0, -9999.0, -9999.0, -9999.0, -9999.0, -9999.0, -9999.0, -9999.0, -9999.0, -9999.0, -9999.0, -9999.0, -9999.0, -9999.0, -9999.0, -9999.0, -9999.0, -9999.0, -9999.0, -9999.0, -9999.0, -9999.0, -9999.0, -9999.0, -9999.0, -9999.0, -9999.0, -9999.0, -9999.0, -9999.0, -9999.0, -9999.0, -9999.0, -9999.0, -9999.0, -9999.0, -9999.0, -9999.0, -9999.0, -9999.0, -9999.0, -9999.0, -9999.0, -9999.0, -9999.0, -9999.0, -9999.0, -9999.0, -9999.0, -9999.0, -9999.0, -9999.0, -9999.0, -9999.0, -9999.0, -9999.0, -9999.0, -9999.0, -9999.0, -9999.0, -9999.0, -9999.0, -9999.0, -9999.0, -9999.0, -9999.0, -9999.0, -9999.0, -9999.0, -9999.0, -9999.0, -9999.0, -9999.0, -9999.0, -9999.0, -9999.0, -9999.0, -9999.0, -9999.0, -9999.0, -9999.0, -9999.0, -9999.0, -9999.0, -9999.0, -9999.0, -9999.0, -9999.0, -9999.0, -9999.0, -9999.0, -9999.0, -9999.0, -9999.0, -9999.0, -9999.0, -9999.0, -9999.0, -9999.0, -9999.0, -9999.0, -9999.0, -9999.0, -9999.0, -9999.0, -9999.0, -9999.0, -9999.0, -9999.0, -9999.0, -9999.0, -9999.0, -9999.0, -9999.0, -9999.0, -9999.0, -9999.0, -9999.0, -9999.0, -9999.0, -9999.0, -9999.0, -9999.0, -9999.0, -9999.0, -9999.0, -9999.0, -9999.0, -9999.0, -9999.0, -9999.0, -9999.0, -9999.0, -9999.0, -9999.0, -9999.0, -9999.0, -9999.0, -9999.0, -9999.0, -9999.0, -9999.0, -9999.0, -9999.0, -9999.0, -9999.0, -9999.0, -9999.0, -9999.0, -9999.0, -9999.0, -9999.0]
floatingse.member2.section_Asy | output | m**2 | [0.698606753390037, 0.18261539511206404, 0.698606753390037, 0.01, 0.01, -9999.0, -9999.0, -9999.0, -9999.0, -9999.0, -9999.0, -9999.0, -9999.0, -9999.0, -9999.0, -9999.0, -9999.0, -9999.0, -9999.0, -9999.0, -9999.0, -9999.0, -9999.0, -9999.0, -9999.0, -9999.0, -9999.0, -9999.0, -9999.0, -9999.0, -9999.0, -9999.0, -9999.0, -9999.0, -9999.0, -9999.0, -9999.0, -9999.0, -9999.0, -9999.0, -9999.0, -9999.0, -9999.0, -9999.0, -9999.0, -9999.0, -9999.0, -9999.0, -9999.0, -9999.0, -9999.0, -9999.0, -9999.0, -9999.0, -9999.0, -9999.0, -9999.0, -9999.0, -9999.0, -9999.0, -9999.0, -9999.0, -9999.0, -9999.0, -9999.0, -9999.0, -9999.0, -9999.0, -9999.0, -9999.0, -9999.0, -9999.0, -9999.0, -9999.0, -9999.0, -9999.0, -9999.0, -9999.0, -9999.0, -9999.0, -9999.0, -9999.0, -9999.0, -9999.0, -9999.0, -9999.0, -9999.0, -9999.0, -9999.0, -9999.0, -9999.0, -9999.0, -9999.0, -9999.0, -9999.0, -9999.0, -9999.0, -9999.0, -9999.0, -9999.0, -9999.0, -9999.0, -9999.0, -9999.0, -9999.0, -9999.0, -9999.0, -9999.0, -9999.0, -9999.0, -9999.0, -9999.0, -9999.0, -9999.0, -9999.0, -9999.0, -9999.0, -9999.0, -9999.0, -9999.0, -9999.0, -9999.0, -9999.0, -9999.0, -9999.0, -9999.0, -9999.0, -9999.0, -9999.0, -9999.0, -9999.0, -9999.0, -9999.0, -9999.0, -9999.0, -9999.0, -9999.0, -9999.0, -9999.0, -9999.0, -9999.0, -9999.0, -9999.0, -9999.0, -9999.0, -9999.0, -9999.0, -9999.0, -9999.0, -9999.0, -9999.0, -9999.0, -9999.0, -9999.0, -9999.0, -9999.0, -9999.0, -9999.0, -9999.0, -9999.0, -9999.0, -9999.0, -9999.0, -9999.0, -9999.0, -9999.0, -9999.0, -9999.0, -9999.0, -9999.0, -9999.0, -9999.0, -9999.0, -9999.0, -9999.0, -9999.0, -9999.0, -9999.0, -9999.0, -9999.0, -9999.0, -9999.0, -9999.0, -9999.0, -9999.0, -9999.0, -9999.0, -9999.0, -9999.0, -9999.0, -9999.0, -9999.0, -9999.0, -9999.0, -9999.0, -9999.0, -9999.0, -9999.0, -9999.0, -9999.0]
floatingse.member2.section_Ixx | output | kg*m**2 | [0.04908738521234052, 0.028981192229365838, 0.04908738521234052, 0.01, 0.01, -9999.0, -9999.0, -9999.0, -9999.0, -9999.0, -9999.0, -9999.0, -9999.0, -9999.0, -9999.0, -9999.0, -9999.0, -9999.0, -9999.0, -9999.0, -9999.0, -9999.0, -9999.0, -9999.0, -9999.0, -9999.0, -9999.0, -9999.0, -9999.0, -9999.0, -9999.0, -9999.0, -9999.0, -9999.0, -9999.0, -9999.0, -9999.0, -9999.0, -9999.0, -9999.0, -9999.0, -9999.0, -9999.0, -9999.0, -9999.0, -9999.0, -9999.0, -9999.0, -9999.0, -9999.0, -9999.0, -9999.0, -9999.0, -9999.0, -9999.0, -9999.0, -9999.0, -9999.0, -9999.0, -9999.0, -9999.0, -9999.0, -9999.0, -9999.0, -9999.0, -9999.0, -9999.0, -9999.0, -9999.0, -9999.0, -9999.0, -9999.0, -9999.0, -9999.0, -9999.0, -9999.0, -9999.0, -9999.0, -9999.0, -9999.0, -9999.0, -9999.0, -9999.0, -9999.0, -9999.0, -9999.0, -9999.0, -9999.0, -9999.0, -9999.0, -9999.0, -9999.0, -9999.0, -9999.0, -9999.0, -9999.0, -9999.0, -9999.0, -9999.0, -9999.0, -9999.0, -9999.0, -9999.0, -9999.0, -9999.0, -9999.0, -9999.0, -9999.0, -9999.0, -9999.0, -9999.0, -9999.0, -9999.0, -9999.0, -9999.0, -9999.0, -9999.0, -9999.0, -9999.0, -9999.0, -9999.0, -9999.0, -9999.0, -9999.0, -9999.0, -9999.0, -9999.0, -9999.0, -9999.0, -9999.0, -9999.0, -9999.0, -9999.0, -9999.0, -9999.0, -9999.0, -9999.0, -9999.0, -9999.0, -9999.0, -9999.0, -9999.0, -9999.0, -9999.0, -9999.0, -9999.0, -9999.0, -9999.0, -9999.0, -9999.0, -9999.0, -9999.0, -9999.0, -9999.0, -9999.0, -9999.0, -9999.0, -9999.0, -9999.0, -9999.0, -9999.0, -9999.0, -9999.0, -9999.0, -9999.0, -9999.0, -9999.0, -9999.0, -9999.0, -9999.0, -9999.0, -9999.0, -9999.0, -9999.0, -9999.0, -9999.0, -9999.0, -9999.0, -9999.0, -9999.0, -9999.0, -9999.0, -9999.0, -9999.0, -9999.0, -9999.0, -9999.0, -9999.0, -9999.0, -9999.0, -9999.0, -9999.0, -9999.0, -9999.0, -9999.0, -9999.0, -9999.0, -9999.0, -9999.0, -9999.0]
floatingse.member2.section_Iyy | output | kg*m**2 | [0.04908738521234052, 0.028981192229365838, 0.04908738521234052, 0.01, 0.01, -9999.0, -9999.0, -9999.0, -9999.0, -9999.0, -9999.0, -9999.0, -9999.0, -9999.0, -9999.0, -9999.0, -9999.0, -9999.0, -9999.0, -9999.0, -9999.0, -9999.0, -9999.0, -9999.0, -9999.0, -9999.0, -9999.0, -9999.0, -9999.0, -9999.0, -9999.0, -9999.0, -9999.0, -9999.0, -9999.0, -9999.0, -9999.0, -9999.0, -9999.0, -9999.0, -9999.0, -9999.0, -9999.0, -9999.0, -9999.0, -9999.0, -9999.0, -9999.0, -9999.0, -9999.0, -9999.0, -9999.0, -9999.0, -9999.0, -9999.0, -9999.0, -9999.0, -9999.0, -9999.0, -9999.0, -9999.0, -9999.0, -9999.0, -9999.0, -9999.0, -9999.0, -9999.0, -9999.0, -9999.0, -9999.0, -9999.0, -9999.0, -9999.0, -9999.0, -9999.0, -9999.0, -9999.0, -9999.0, -9999.0, -9999.0, -9999.0, -9999.0, -9999.0, -9999.0, -9999.0, -9999.0, -9999.0, -9999.0, -9999.0, -9999.0, -9999.0, -9999.0, -9999.0, -9999.0, -9999.0, -9999.0, -9999.0, -9999.0, -9999.0, -9999.0, -9999.0, -9999.0, -9999.0, -9999.0, -9999.0, -9999.0, -9999.0, -9999.0, -9999.0, -9999.0, -9999.0, -9999.0, -9999.0, -9999.0, -9999.0, -9999.0, -9999.0, -9999.0, -9999.0, -9999.0, -9999.0, -9999.0, -9999.0, -9999.0, -9999.0, -9999.0, -9999.0, -9999.0, -9999.0, -9999.0, -9999.0, -9999.0, -9999.0, -9999.0, -9999.0, -9999.0, -9999.0, -9999.0, -9999.0, -9999.0, -9999.0, -9999.0, -9999.0, -9999.0, -9999.0, -9999.0, -9999.0, -9999.0, -9999.0, -9999.0, -9999.0, -9999.0, -9999.0, -9999.0, -9999.0, -9999.0, -9999.0, -9999.0, -9999.0, -9999.0, -9999.0, -9999.0, -9999.0, -9999.0, -9999.0, -9999.0, -9999.0, -9999.0, -9999.0, -9999.0, -9999.0, -9999.0, -9999.0, -9999.0, -9999.0, -9999.0, -9999.0, -9999.0, -9999.0, -9999.0, -9999.0, -9999.0, -9999.0, -9999.0, -9999.0, -9999.0, -9999.0, -9999.0, -9999.0, -9999.0, -9999.0, -9999.0, -9999.0, -9999.0, -9999.0, -9999.0, -9999.0, -9999.0, -9999.0, -9999.0]
floatingse.member2.section_J0 | output | kg*m**2 | [0.09817477042468103, 0.057962384458731676, 0.09817477042468103, 0.01, 0.01, -9999.0, -9999.0, -9999.0, -9999.0, -9999.0, -9999.0, -9999.0, -9999.0, -9999.0, -9999.0, -9999.0, -9999.0, -9999.0, -9999.0, -9999.0, -9999.0, -9999.0, -9999.0, -9999.0, -9999.0, -9999.0, -9999.0, -9999.0, -9999.0, -9999.0, -9999.0, -9999.0, -9999.0, -9999.0, -9999.0, -9999.0, -9999.0, -9999.0, -9999.0, -9999.0, -9999.0, -9999.0, -9999.0, -9999.0, -9999.0, -9999.0, -9999.0, -9999.0, -9999.0, -9999.0, -9999.0, -9999.0, -9999.0, -9999.0, -9999.0, -9999.0, -9999.0, -9999.0, -9999.0, -9999.0, -9999.0, -9999.0, -9999.0, -9999.0, -9999.0, -9999.0, -9999.0, -9999.0, -9999.0, -9999.0, -9999.0, -9999.0, -9999.0, -9999.0, -9999.0, -9999.0, -9999.0, -9999.0, -9999.0, -9999.0, -9999.0, -9999.0, -9999.0, -9999.0, -9999.0, -9999.0, -9999.0, -9999.0, -9999.0, -9999.0, -9999.0, -9999.0, -9999.0, -9999.0, -9999.0, -9999.0, -9999.0, -9999.0, -9999.0, -9999.0, -9999.0, -9999.0, -9999.0, -9999.0, -9999.0, -9999.0, -9999.0, -9999.0, -9999.0, -9999.0, -9999.0, -9999.0, -9999.0, -9999.0, -9999.0, -9999.0, -9999.0, -9999.0, -9999.0, -9999.0, -9999.0, -9999.0, -9999.0, -9999.0, -9999.0, -9999.0, -9999.0, -9999.0, -9999.0, -9999.0, -9999.0, -9999.0, -9999.0, -9999.0, -9999.0, -9999.0, -9999.0, -9999.0, -9999.0, -9999.0, -9999.0, -9999.0, -9999.0, -9999.0, -9999.0, -9999.0, -9999.0, -9999.0, -9999.0, -9999.0, -9999.0, -9999.0, -9999.0, -9999.0, -9999.0, -9999.0, -9999.0, -9999.0, -9999.0, -9999.0, -9999.0, -9999.0, -9999.0, -9999.0, -9999.0, -9999.0, -9999.0, -9999.0, -9999.0, -9999.0, -9999.0, -9999.0, -9999.0, -9999.0, -9999.0, -9999.0, -9999.0, -9999.0, -9999.0, -9999.0, -9999.0, -9999.0, -9999.0, -9999.0, -9999.0, -9999.0, -9999.0, -9999.0, -9999.0, -9999.0, -9999.0, -9999.0, -9999.0, -9999.0, -9999.0, -9999.0, -9999.0, -9999.0, -9999.0, -9999.0]
floatingse.member2.section_rho | output | kg/m**3 | [7800.0, 7800.0, 7800.0, 0.01, 0.01, -9999.0, -9999.0, -9999.0, -9999.0, -9999.0, -9999.0, -9999.0, -9999.0, -9999.0, -9999.0, -9999.0, -9999.0, -9999.0, -9999.0, -9999.0, -9999.0, -9999.0, -9999.0, -9999.0, -9999.0, -9999.0, -9999.0, -9999.0, -9999.0, -9999.0, -9999.0, -9999.0, -9999.0, -9999.0, -9999.0, -9999.0, -9999.0, -9999.0, -9999.0, -9999.0, -9999.0, -9999.0, -9999.0, -9999.0, -9999.0, -9999.0, -9999.0, -9999.0, -9999.0, -9999.0, -9999.0, -9999.0, -9999.0, -9999.0, -9999.0, -9999.0, -9999.0, -9999.0, -9999.0, -9999.0, -9999.0, -9999.0, -9999.0, -9999.0, -9999.0, -9999.0, -9999.0, -9999.0, -9999.0, -9999.0, -9999.0, -9999.0, -9999.0, -9999.0, -9999.0, -9999.0, -9999.0, -9999.0, -9999.0, -9999.0, -9999.0, -9999.0, -9999.0, -9999.0, -9999.0, -9999.0, -9999.0, -9999.0, -9999.0, -9999.0, -9999.0, -9999.0, -9999.0, -9999.0, -9999.0, -9999.0, -9999.0, -9999.0, -9999.0, -9999.0, -9999.0, -9999.0, -9999.0, -9999.0, -9999.0, -9999.0, -9999.0, -9999.0, -9999.0, -9999.0, -9999.0, -9999.0, -9999.0, -9999.0, -9999.0, -9999.0, -9999.0, -9999.0, -9999.0, -9999.0, -9999.0, -9999.0, -9999.0, -9999.0, -9999.0, -9999.0, -9999.0, -9999.0, -9999.0, -9999.0, -9999.0, -9999.0, -9999.0, -9999.0, -9999.0, -9999.0, -9999.0, -9999.0, -9999.0, -9999.0, -9999.0, -9999.0, -9999.0, -9999.0, -9999.0, -9999.0, -9999.0, -9999.0, -9999.0, -9999.0, -9999.0, -9999.0, -9999.0, -9999.0, -9999.0, -9999.0, -9999.0, -9999.0, -9999.0, -9999.0, -9999.0, -9999.0, -9999.0, -9999.0, -9999.0, -9999.0, -9999.0, -9999.0, -9999.0, -9999.0, -9999.0, -9999.0, -9999.0, -9999.0, -9999.0, -9999.0, -9999.0, -9999.0, -9999.0, -9999.0, -9999.0, -9999.0, -9999.0, -9999.0, -9999.0, -9999.0, -9999.0, -9999.0, -9999.0, -9999.0, -9999.0, -9999.0, -9999.0, -9999.0, -9999.0, -9999.0, -9999.0, -9999.0, -9999.0, -9999.0]
floatingse.member2.section_E | output | Pa | [200000000000.0, 200000000000.0, 200000000000.0, 20000000000000.0, 20000000000000.0, -9999.0, -9999.0, -9999.0, -9999.0, -9999.0, -9999.0, -9999.0, -9999.0, -9999.0, -9999.0, -9999.0, -9999.0, -9999.0, -9999.0, -9999.0, -9999.0, -9999.0, -9999.0, -9999.0, -9999.0, -9999.0, -9999.0, -9999.0, -9999.0, -9999.0, -9999.0, -9999.0, -9999.0, -9999.0, -9999.0, -9999.0, -9999.0, -9999.0, -9999.0, -9999.0, -9999.0, -9999.0, -9999.0, -9999.0, -9999.0, -9999.0, -9999.0, -9999.0, -9999.0, -9999.0, -9999.0, -9999.0, -9999.0, -9999.0, -9999.0, -9999.0, -9999.0, -9999.0, -9999.0, -9999.0, -9999.0, -9999.0, -9999.0, -9999.0, -9999.0, -9999.0, -9999.0, -9999.0, -9999.0, -9999.0, -9999.0, -9999.0, -9999.0, -9999.0, -9999.0, -9999.0, -9999.0, -9999.0, -9999.0, -9999.0, -9999.0, -9999.0, -9999.0, -9999.0, -9999.0, -9999.0, -9999.0, -9999.0, -9999.0, -9999.0, -9999.0, -9999.0, -9999.0, -9999.0, -9999.0, -9999.0, -9999.0, -9999.0, -9999.0, -9999.0, -9999.0, -9999.0, -9999.0, -9999.0, -9999.0, -9999.0, -9999.0, -9999.0, -9999.0, -9999.0, -9999.0, -9999.0, -9999.0, -9999.0, -9999.0, -9999.0, -9999.0, -9999.0, -9999.0, -9999.0, -9999.0, -9999.0, -9999.0, -9999.0, -9999.0, -9999.0, -9999.0, -9999.0, -9999.0, -9999.0, -9999.0, -9999.0, -9999.0, -9999.0, -9999.0, -9999.0, -9999.0, -9999.0, -9999.0, -9999.0, -9999.0, -9999.0, -9999.0, -9999.0, -9999.0, -9999.0, -9999.0, -9999.0, -9999.0, -9999.0, -9999.0, -9999.0, -9999.0, -9999.0, -9999.0, -9999.0, -9999.0, -9999.0, -9999.0, -9999.0, -9999.0, -9999.0, -9999.0, -9999.0, -9999.0, -9999.0, -9999.0, -9999.0, -9999.0, -9999.0, -9999.0, -9999.0, -9999.0, -9999.0, -9999.0, -9999.0, -9999.0, -9999.0, -9999.0, -9999.0, -9999.0, -9999.0, -9999.0, -9999.0, -9999.0, -9999.0, -9999.0, -9999.0, -9999.0, -9999.0, -9999.0, -9999.0, -9999.0, -9999.0, -9999.0, -9999.0, -9999.0, -9999.0, -9999.0, -9999.0]
floatingse.member2.section_G | output | Pa | [79300000000.0, 79300000000.0, 79300000000.0, 7930000000000.0, 7930000000000.0, -9999.0, -9999.0, -9999.0, -9999.0, -9999.0, -9999.0, -9999.0, -9999.0, -9999.0, -9999.0, -9999.0, -9999.0, -9999.0, -9999.0, -9999.0, -9999.0, -9999.0, -9999.0, -9999.0, -9999.0, -9999.0, -9999.0, -9999.0, -9999.0, -9999.0, -9999.0, -9999.0, -9999.0, -9999.0, -9999.0, -9999.0, -9999.0, -9999.0, -9999.0, -9999.0, -9999.0, -9999.0, -9999.0, -9999.0, -9999.0, -9999.0, -9999.0, -9999.0, -9999.0, -9999.0, -9999.0, -9999.0, -9999.0, -9999.0, -9999.0, -9999.0, -9999.0, -9999.0, -9999.0, -9999.0, -9999.0, -9999.0, -9999.0, -9999.0, -9999.0, -9999.0, -9999.0, -9999.0, -9999.0, -9999.0, -9999.0, -9999.0, -9999.0, -9999.0, -9999.0, -9999.0, -9999.0, -9999.0, -9999.0, -9999.0, -9999.0, -9999.0, -9999.0, -9999.0, -9999.0, -9999.0, -9999.0, -9999.0, -9999.0, -9999.0, -9999.0, -9999.0, -9999.0, -9999.0, -9999.0, -9999.0, -9999.0, -9999.0, -9999.0, -9999.0, -9999.0, -9999.0, -9999.0, -9999.0, -9999.0, -9999.0, -9999.0, -9999.0, -9999.0, -9999.0, -9999.0, -9999.0, -9999.0, -9999.0, -9999.0, -9999.0, -9999.0, -9999.0, -9999.0, -9999.0, -9999.0, -9999.0, -9999.0, -9999.0, -9999.0, -9999.0, -9999.0, -9999.0, -9999.0, -9999.0, -9999.0, -9999.0, -9999.0, -9999.0, -9999.0, -9999.0, -9999.0, -9999.0, -9999.0, -9999.0, -9999.0, -9999.0, -9999.0, -9999.0, -9999.0, -9999.0, -9999.0, -9999.0, -9999.0, -9999.0, -9999.0, -9999.0, -9999.0, -9999.0, -9999.0, -9999.0, -9999.0, -9999.0, -9999.0, -9999.0, -9999.0, -9999.0, -9999.0, -9999.0, -9999.0, -9999.0, -9999.0, -9999.0, -9999.0, -9999.0, -9999.0, -9999.0, -9999.0, -9999.0, -9999.0, -9999.0, -9999.0, -9999.0, -9999.0, -9999.0, -9999.0, -9999.0, -9999.0, -9999.0, -9999.0, -9999.0, -9999.0, -9999.0, -9999.0, -9999.0, -9999.0, -9999.0, -9999.0, -9999.0, -9999.0, -9999.0, -9999.0, -9999.0, -9999.0, -9999.0]
floatingse.member2.section_TorsC | output | m**3 | [0.0, 0.11592476891746335, 0.0, 0.11592476891746335, 0.11592476891746335, -9999.0, -9999.0, -9999.0, -9999.0, -9999.0, -9999.0, -9999.0, -9999.0, -9999.0, -9999.0, -9999.0, -9999.0, -9999.0, -9999.0, -9999.0, -9999.0, -9999.0, -9999.0, -9999.0, -9999.0, -9999.0, -9999.0, -9999.0, -9999.0, -9999.0, -9999.0, -9999.0, -9999.0, -9999.0, -9999.0, -9999.0, -9999.0, -9999.0, -9999.0, -9999.0, -9999.0, -9999.0, -9999.0, -9999.0, -9999.0, -9999.0, -9999.0, -9999.0, -9999.0, -9999.0, -9999.0, -9999.0, -9999.0, -9999.0, -9999.0, -9999.0, -9999.0, -9999.0, -9999.0, -9999.0, -9999.0, -9999.0, -9999.0, -9999.0, -9999.0, -9999.0, -9999.0, -9999.0, -9999.0, -9999.0, -9999.0, -9999.0, -9999.0, -9999.0, -9999.0, -9999.0, -9999.0, -9999.0, -9999.0, -9999.0, -9999.0, -9999.0, -9999.0, -9999.0, -9999.0, -9999.0, -9999.0, -9999.0, -9999.0, -9999.0, -9999.0, -9999.0, -9999.0, -9999.0, -9999.0, -9999.0, -9999.0, -9999.0, -9999.0, -9999.0, -9999.0, -9999.0, -9999.0, -9999.0, -9999.0, -9999.0, -9999.0, -9999.0, -9999.0, -9999.0, -9999.0, -9999.0, -9999.0, -9999.0, -9999.0, -9999.0, -9999.0, -9999.0, -9999.0, -9999.0, -9999.0, -9999.0, -9999.0, -9999.0, -9999.0, -9999.0, -9999.0, -9999.0, -9999.0, -9999.0, -9999.0, -9999.0, -9999.0, -9999.0, -9999.0, -9999.0, -9999.0, -9999.0, -9999.0, -9999.0, -9999.0, -9999.0, -9999.0, -9999.0, -9999.0, -9999.0, -9999.0, -9999.0, -9999.0, -9999.0, -9999.0, -9999.0, -9999.0, -9999.0, -9999.0, -9999.0, -9999.0, -9999.0, -9999.0, -9999.0, -9999.0, -9999.0, -9999.0, -9999.0, -9999.0, -9999.0, -9999.0, -9999.0, -9999.0, -9999.0, -9999.0, -9999.0, -9999.0, -9999.0, -9999.0, -9999.0, -9999.0, -9999.0, -9999.0, -9999.0, -9999.0, -9999.0, -9999.0, -9999.0, -9999.0, -9999.0, -9999.0, -9999.0, -9999.0, -9999.0, -9999.0, -9999.0, -9999.0, -9999.0, -9999.0, -9999.0, -9999.0, -9999.0, -9999.0, -9999.0]
floatingse.member2.section_sigma_y | output | Pa | [345000000.0, 345000000.0, 345000000.0, 34500000000.0, 34500000000.0, -9999.0, -9999.0, -9999.0, -9999.0, -9999.0, -9999.0, -9999.0, -9999.0, -9999.0, -9999.0, -9999.0, -9999.0, -9999.0, -9999.0, -9999.0, -9999.0, -9999.0, -9999.0, -9999.0, -9999.0, -9999.0, -9999.0, -9999.0, -9999.0, -9999.0, -9999.0, -9999.0, -9999.0, -9999.0, -9999.0, -9999.0, -9999.0, -9999.0, -9999.0, -9999.0, -9999.0, -9999.0, -9999.0, -9999.0, -9999.0, -9999.0, -9999.0, -9999.0, -9999.0, -9999.0, -9999.0, -9999.0, -9999.0, -9999.0, -9999.0, -9999.0, -9999.0, -9999.0, -9999.0, -9999.0, -9999.0, -9999.0, -9999.0, -9999.0, -9999.0, -9999.0, -9999.0, -9999.0, -9999.0, -9999.0, -9999.0, -9999.0, -9999.0, -9999.0, -9999.0, -9999.0, -9999.0, -9999.0, -9999.0, -9999.0, -9999.0, -9999.0, -9999.0, -9999.0, -9999.0, -9999.0, -9999.0, -9999.0, -9999.0, -9999.0, -9999.0, -9999.0, -9999.0, -9999.0, -9999.0, -9999.0, -9999.0, -9999.0, -9999.0, -9999.0, -9999.0, -9999.0, -9999.0, -9999.0, -9999.0, -9999.0, -9999.0, -9999.0, -9999.0, -9999.0, -9999.0, -9999.0, -9999.0, -9999.0, -9999.0, -9999.0, -9999.0, -9999.0, -9999.0, -9999.0, -9999.0, -9999.0, -9999.0, -9999.0, -9999.0, -9999.0, -9999.0, -9999.0, -9999.0, -9999.0, -9999.0, -9999.0, -9999.0, -9999.0, -9999.0, -9999.0, -9999.0, -9999.0, -9999.0, -9999.0, -9999.0, -9999.0, -9999.0, -9999.0, -9999.0, -9999.0, -9999.0, -9999.0, -9999.0, -9999.0, -9999.0, -9999.0, -9999.0, -9999.0, -9999.0, -9999.0, -9999.0, -9999.0, -9999.0, -9999.0, -9999.0, -9999.0, -9999.0, -9999.0, -9999.0, -9999.0, -9999.0, -9999.0, -9999.0, -9999.0, -9999.0, -9999.0, -9999.0, -9999.0, -9999.0, -9999.0, -9999.0, -9999.0, -9999.0, -9999.0, -9999.0, -9999.0, -9999.0, -9999.0, -9999.0, -9999.0, -9999.0, -9999.0, -9999.0, -9999.0, -9999.0, -9999.0, -9999.0, -9999.0, -9999.0, -9999.0, -9999.0, -9999.0, -9999.0, -9999.0]
floatingse.member3.constr_d_to_t | output |  | 10
floatingse.member3.constr_taper | output |  | 1
floatingse.member3.slope | output |  | 1
floatingse.member3.ca_usr_grid_full | output |  | [-1.0, -1.0, -1.0]
floatingse.member3.cd_usr_grid_full | output |  | [-1.0, -1.0, -1.0]
floatingse.member3.nu_full | output |  | [0.26103404791929385, 0.26103404791929385]
floatingse.member3.nodes_r | output | m | [0.5, 0.5, 0.5]
floatingse.member3.z_global | output | m | [-70.0, -69.99969999999999, -69.9994]
floatingse.member3.center_of_buoyancy | output | m | [-2.474999992178257, -4.286825735185309, -69.99997115384434]
floatingse.member3.displacement | output | m**3 | 0.3927
floatingse.member3.buoyancy_force | output | N | 3947.2105
floatingse.member3.idx_cb | output |  | 0
floatingse.member3.Awater | output | m**2 | 0
floatingse.member3.Iwaterx | output | m**4 | 0
floatingse.member3.Iwatery | output | m**4 | 0
floatingse.member3.added_mass | output | kg | [402.51658660772284, 402.51658660772284, 170.83333333333331, 8.386186894808159, 8.386186894808159, 0.0]
floatingse.member3.waterline_centroid | output | m | [0.0, 0.0]
floatingse.member3.z_dim | output | m | [-70.0, -69.99969999999999, -69.9994]
floatingse.member3.d_eff | output | m | [4333.261227658554, 4333.261227658554, 4333.261227658554]
floatingse.member3.section_height | output | m | 5.2
floatingse.member3.sigma_ult | output | Pa | 450000000
floatingse.member3.wohler_exp | output |  | 3
floatingse.member3.wohler_A | output |  | 35534648443.7198
floatingse.member3.z_param | output | m | [-70.0, -64.79999996538461]
floatingse.member3.sec_loc | output |  | 0 | normalized sectional location
floatingse.member3.str_tw | output | deg | 0 | structural twist of section
floatingse.member3.tw_iner | output | deg | 0 | inertial twist of section
floatingse.member3.mass_den | output | kg/m | 2205.398 | sectional mass per unit length
floatingse.member3.foreaft_iner | output | kg*m | 226.0533 | sectional fore-aft intertia per unit length about the Y_G inertia axis
floatingse.member3.sideside_iner | output | kg*m | 226.0533 | sectional side-side intertia per unit length about the Y_G inertia axis
floatingse.member3.foreaft_stff | output | N*m**2 | 5796238445.8732 | sectional fore-aft bending stiffness per unit length about the Y_E elastic axis
floatingse.member3.sideside_stff | output | N*m**2 | 5796238445.8732 | sectional side-side bending stiffness per unit length about the Y_E elastic axis
floatingse.member3.tor_stff | output | N*m**2 | 4596417087.5774 | sectional torsional stiffness
floatingse.member3.axial_stff | output | N | 56548667764.6163 | sectional axial stiffness
floatingse.member3.cg_offst | output | m | 0 | offset from the sectional center of mass
floatingse.member3.sc_offst | output | m | 0 | offset from the sectional shear center
floatingse.member3.tc_offst | output | m | 0 | offset from the sectional tension center
floatingse.member3.axial_load2stress | output | m**2 | [[0.0, 0.0, 3.536776513153231, 17.252568356845025, 17.252568356845025, 0.0]]
floatingse.member3.shear_load2stress | output | m**2 | [[5.475989575721907, 5.475989575721907, 0.0, 0.0, 0.0, 8.626284178422512]]
floatingse.member3.shell_cost | output | USD | 9436.1769
floatingse.member3.shell_mass | output | kg | 1102.6991
floatingse.member3.shell_z_cg | output | m | 0.25
floatingse.member3.shell_I_base | output | kg*m**2 | [204.91826172212637, 204.91826172212637, 226.0533150388971, 0.0, 0.0, 0.0]
floatingse.member3.bulkhead_mass | output | kg | 156.8283
floatingse.member3.bulkhead_z_cg | output | m | 0.25
floatingse.member3.bulkhead_cost | output | USD | 458.5817
floatingse.member3.bulkhead_I_base | output | kg*m**2 | [25.876673083424524, 25.876673083424524, 12.546264421376202, 0.0, 0.0, 0.0]
floatingse.member3.stiffener_mass | output | kg | 0
floatingse.member3.stiffener_z_cg | output | m | 0
floatingse.member3.stiffener_cost | output | USD | 0
floatingse.member3.stiffener_I_base | output | kg*m**2 | [0.0, 0.0, 0.0, 0.0, 0.0, 0.0]
floatingse.member3.flange_spacing_ratio | output |  | 0
floatingse.member3.stiffener_radius_ratio | output |  | [-9999.0, -9999.0, -9999.0, -9999.0, -9999.0, -9999.0, -9999.0, -9999.0, -9999.0, -9999.0, -9999.0, -9999.0, -9999.0, -9999.0, -9999.0, -9999.0, -9999.0, -9999.0, -9999.0, -9999.0, -9999.0, -9999.0, -9999.0, -9999.0, -9999.0, -9999.0, -9999.0, -9999.0, -9999.0, -9999.0, -9999.0, -9999.0, -9999.0, -9999.0, -9999.0, -9999.0, -9999.0, -9999.0, -9999.0, -9999.0, -9999.0, -9999.0, -9999.0, -9999.0, -9999.0, -9999.0, -9999.0, -9999.0, -9999.0, -9999.0, -9999.0, -9999.0, -9999.0, -9999.0, -9999.0, -9999.0, -9999.0, -9999.0, -9999.0, -9999.0, -9999.0, -9999.0, -9999.0, -9999.0, -9999.0, -9999.0, -9999.0, -9999.0, -9999.0, -9999.0, -9999.0, -9999.0, -9999.0, -9999.0, -9999.0, -9999.0, -9999.0, -9999.0, -9999.0, -9999.0, -9999.0, -9999.0, -9999.0, -9999.0, -9999.0, -9999.0, -9999.0, -9999.0, -9999.0, -9999.0, -9999.0, -9999.0, -9999.0, -9999.0, -9999.0, -9999.0, -9999.0, -9999.0, -9999.0, -9999.0, -9999.0, -9999.0, -9999.0, -9999.0, -9999.0, -9999.0, -9999.0, -9999.0, -9999.0, -9999.0, -9999.0, -9999.0, -9999.0, -9999.0, -9999.0, -9999.0, -9999.0, -9999.0, -9999.0, -9999.0, -9999.0, -9999.0, -9999.0, -9999.0, -9999.0, -9999.0, -9999.0, -9999.0, -9999.0, -9999.0, -9999.0, -9999.0, -9999.0, -9999.0, -9999.0, -9999.0, -9999.0, -9999.0, -9999.0, -9999.0, -9999.0, -9999.0, -9999.0, -9999.0, -9999.0, -9999.0, -9999.0, -9999.0, -9999.0, -9999.0, -9999.0, -9999.0, -9999.0, -9999.0, -9999.0, -9999.0, -9999.0, -9999.0, -9999.0, -9999.0, -9999.0, -9999.0, -9999.0, -9999.0, -9999.0, -9999.0, -9999.0, -9999.0, -9999.0, -9999.0, -9999.0, -9999.0, -9999.0, -9999.0, -9999.0, -9999.0, -9999.0, -9999.0, -9999.0, -9999.0, -9999.0, -9999.0, -9999.0, -9999.0, -9999.0, -9999.0, -9999.0, -9999.0, -9999.0, -9999.0, -9999.0, -9999.0, -9999.0, -9999.0, -9999.0, -9999.0, -9999.0, -9999.0, -9999.0, -9999.0]
floatingse.member3.constr_flange_compactness | output |  | 0
floatingse.member3.constr_web_compactness | output |  | 0
floatingse.member3.ballast_cost | output | USD | 0
floatingse.member3.ballast_mass | output | kg | 0
floatingse.member3.ballast_height | output |  | []
floatingse.member3.ballast_z_cg | output | m | 0
floatingse.member3.ballast_I_base | output | kg*m**2 | [0.0, 0.0, 0.0, 0.0, 0.0, 0.0]
floatingse.member3.variable_ballast_capacity | output | m**3 | 0
floatingse.member3.variable_ballast_Vpts | output | m**3 | [0.0, 0.0, 0.0, 0.0, 0.0, 0.0, 0.0, 0.0, 0.0, 0.0]
floatingse.member3.variable_ballast_spts | output |  | [0.0, 0.0, 0.0, 0.0, 0.0, 0.0, 0.0, 0.0, 0.0, 0.0]
floatingse.member3.constr_ballast_capacity | output |  | []
floatingse.member3.total_mass | output | kg | 1259.5274
floatingse.member3.total_cost | output | USD | 9894.7586
floatingse.member3.structural_mass | output | kg | 1259.5274
floatingse.member3.structural_cost | output | USD | 9894.7586
floatingse.member3.z_cg | output | m | 0.25
floatingse.member3.I_total | output | kg*m**2 | [152.0744612171743, 152.0744612171743, 238.5995794602733, 0.0, 0.0, 0.0]
floatingse.member3.s_all | output |  | [0.0, 0.003846153820550751, 0.09230769835002262, 0.09615385217057337, 0.5, 1.0, -9999.0, -9999.0, -9999.0, -9999.0, -9999.0, -9999.0, -9999.0, -9999.0, -9999.0, -9999.0, -9999.0, -9999.0, -9999.0, -9999.0, -9999.0, -9999.0, -9999.0, -9999.0, -9999.0, -9999.0, -9999.0, -9999.0, -9999.0, -9999.0, -9999.0, -9999.0, -9999.0, -9999.0, -9999.0, -9999.0, -9999.0, -9999.0, -9999.0, -9999.0, -9999.0, -9999.0, -9999.0, -9999.0, -9999.0, -9999.0, -9999.0, -9999.0, -9999.0, -9999.0, -9999.0, -9999.0, -9999.0, -9999.0, -9999.0, -9999.0, -9999.0, -9999.0, -9999.0, -9999.0, -9999.0, -9999.0, -9999.0, -9999.0, -9999.0, -9999.0, -9999.0, -9999.0, -9999.0, -9999.0, -9999.0, -9999.0, -9999.0, -9999.0, -9999.0, -9999.0, -9999.0, -9999.0, -9999.0, -9999.0, -9999.0, -9999.0, -9999.0, -9999.0, -9999.0, -9999.0, -9999.0, -9999.0, -9999.0, -9999.0, -9999.0, -9999.0, -9999.0, -9999.0, -9999.0, -9999.0, -9999.0, -9999.0, -9999.0, -9999.0, -9999.0, -9999.0, -9999.0, -9999.0, -9999.0, -9999.0, -9999.0, -9999.0, -9999.0, -9999.0, -9999.0, -9999.0, -9999.0, -9999.0, -9999.0, -9999.0, -9999.0, -9999.0, -9999.0, -9999.0, -9999.0, -9999.0, -9999.0, -9999.0, -9999.0, -9999.0, -9999.0, -9999.0, -9999.0, -9999.0, -9999.0, -9999.0, -9999.0, -9999.0, -9999.0, -9999.0, -9999.0, -9999.0, -9999.0, -9999.0, -9999.0, -9999.0, -9999.0, -9999.0, -9999.0, -9999.0, -9999.0, -9999.0, -9999.0, -9999.0, -9999.0, -9999.0, -9999.0, -9999.0, -9999.0, -9999.0, -9999.0, -9999.0, -9999.0, -9999.0, -9999.0, -9999.0, -9999.0, -9999.0, -9999.0, -9999.0, -9999.0, -9999.0, -9999.0, -9999.0, -9999.0, -9999.0, -9999.0, -9999.0, -9999.0, -9999.0, -9999.0, -9999.0, -9999.0, -9999.0, -9999.0, -9999.0, -9999.0, -9999.0, -9999.0, -9999.0, -9999.0, -9999.0, -9999.0, -9999.0, -9999.0, -9999.0, -9999.0, -9999.0, -9999.0, -9999.0, -9999.0, -9999.0, -9999.0, -9999.0]
floatingse.member3.center_of_mass | output | m | [-2.474999992178257, -4.286825735185309, -69.99997115384434]
floatingse.member3.nodes_xyz_all | output | m | [[-2.6000000000000023, -4.5033320996790795, -70.0], [-2.59000000006657, -4.4860115917186905, -69.9999976923077], [-2.359999984289943, -4.087639878651929, -69.99994461538098], [-2.3499999843565114, -4.070319370691539, -69.9999423076887], [-1.3000000000000012, -2.2516660498395398, -69.99969999999999], [0.0, 0.0, -69.9994], [-9999.0, -9999.0, -9999.0], [-9999.0, -9999.0, -9999.0], [-9999.0, -9999.0, -9999.0], [-9999.0, -9999.0, -9999.0], [-9999.0, -9999.0, -9999.0], [-9999.0, -9999.0, -9999.0], [-9999.0, -9999.0, -9999.0], [-9999.0, -9999.0, -9999.0], [-9999.0, -9999.0, -9999.0], [-9999.0, -9999.0, -9999.0], [-9999.0, -9999.0, -9999.0], [-9999.0, -9999.0, -9999.0], [-9999.0, -9999.0, -9999.0], [-9999.0, -9999.0, -9999.0], [-9999.0, -9999.0, -9999.0], [-9999.0, -9999.0, -9999.0], [-9999.0, -9999.0, -9999.0], [-9999.0, -9999.0, -9999.0], [-9999.0, -9999.0, -9999.0], [-9999.0, -9999.0, -9999.0], [-9999.0, -9999.0, -9999.0], [-9999.0, -9999.0, -9999.0], [-9999.0, -9999.0, -9999.0], [-9999.0, -9999.0, -9999.0], [-9999.0, -9999.0, -9999.0], [-9999.0, -9999.0, -9999.0], [-9999.0, -9999.0, -9999.0], [-9999.0, -9999.0, -9999.0], [-9999.0, -9999.0, -9999.0], [-9999.0, -9999.0, -9999.0], [-9999.0, -9999.0, -9999.0], [-9999.0, -9999.0, -9999.0], [-9999.0, -9999.0, -9999.0], [-9999.0, -9999.0, -9999.0], [-9999.0, -9999.0, -9999.0], [-9999.0, -9999.0, -9999.0], [-9999.0, -9999.0, -9999.0], [-9999.0, -9999.0, -9999.0], [-9999.0, -9999.0, -9999.0], [-9999.0, -9999.0, -9999.0], [-9999.0, -9999.0, -9999.0], [-9999.0, -9999.0, -9999.0], [-9999.0, -9999.0, -9999.0], [-9999.0, -9999.0, -9999.0], [-9999.0, -9999.0, -9999.0], [-9999.0, -9999.0, -9999.0], [-9999.0, -9999.0, -9999.0], [-9999.0, -9999.0, -9999.0], [-9999.0, -9999.0, -9999.0], [-9999.0, -9999.0, -9999.0], [-9999.0, -9999.0, -9999.0], [-9999.0, -9999.0, -9999.0], [-9999.0, -9999.0, -9999.0], [-9999.0, -9999.0, -9999.0], [-9999.0, -9999.0, -9999.0], [-9999.0, -9999.0, -9999.0], [-9999.0, -9999.0, -9999.0], [-9999.0, -9999.0, -9999.0], [-9999.0, -9999.0, -9999.0], [-9999.0, -9999.0, -9999.0], [-9999.0, -9999.0, -9999.0], [-9999.0, -9999.0, -9999.0], [-9999.0, -9999.0, -9999.0], [-9999.0, -9999.0, -9999.0], [-9999.0, -9999.0, -9999.0], [-9999.0, -9999.0, -9999.0], [-9999.0, -9999.0, -9999.0], [-9999.0, -9999.0, -9999.0], [-9999.0, -9999.0, -9999.0], [-9999.0, -9999.0, -9999.0], [-9999.0, -9999.0, -9999.0], [-9999.0, -9999.0, -9999.0], [-9999.0, -9999.0, -9999.0], [-9999.0, -9999.0, -9999.0], [-9999.0, -9999.0, -9999.0], [-9999.0, -9999.0, -9999.0], [-9999.0, -9999.0, -9999.0], [-9999.0, -9999.0, -9999.0], [-9999.0, -9999.0, -9999.0], [-9999.0, -9999.0, -9999.0], [-9999.0, -9999.0, -9999.0], [-9999.0, -9999.0, -9999.0], [-9999.0, -9999.0, -9999.0], [-9999.0, -9999.0, -9999.0], [-9999.0, -9999.0, -9999.0], [-9999.0, -9999.0, -9999.0], [-9999.0, -9999.0, -9999.0], [-9999.0, -9999.0, -9999.0], [-9999.0, -9999.0, -9999.0], [-9999.0, -9999.0, -9999.0], [-9999.0, -9999.0, -9999.0], [-9999.0, -9999.0, -9999.0], [-9999.0, -9999.0, -9999.0], [-9999.0, -9999.0, -9999.0], [-9999.0, -9999.0, -9999.0], [-9999.0, -9999.0, -9999.0], [-9999.0, -9999.0, -9999.0], [-9999.0, -9999.0, -9999.0], [-9999.0, -9999.0, -9999.0], [-9999.0, -9999.0, -9999.0], [-9999.0, -9999.0, -9999.0], [-9999.0, -9999.0, -9999.0], [-9999.0, -9999.0, -9999.0], [-9999.0, -9999.0, -9999.0], [-9999.0, -9999.0, -9999.0], [-9999.0, -9999.0, -9999.0], [-9999.0, -9999.0, -9999.0], [-9999.0, -9999.0, -9999.0], [-9999.0, -9999.0, -9999.0], [-9999.0, -9999.0, -9999.0], [-9999.0, -9999.0, -9999.0], [-9999.0, -9999.0, -9999.0], [-9999.0, -9999.0, -9999.0], [-9999.0, -9999.0, -9999.0], [-9999.0, -9999.0, -9999.0], [-9999.0, -9999.0, -9999.0], [-9999.0, -9999.0, -9999.0], [-9999.0, -9999.0, -9999.0], [-9999.0, -9999.0, -9999.0], [-9999.0, -9999.0, -9999.0], [-9999.0, -9999.0, -9999.0], [-9999.0, -9999.0, -9999.0], [-9999.0, -9999.0, -9999.0], [-9999.0, -9999.0, -9999.0], [-9999.0, -9999.0, -9999.0], [-9999.0, -9999.0, -9999.0], [-9999.0, -9999.0, -9999.0], [-9999.0, -9999.0, -9999.0], [-9999.0, -9999.0, -9999.0], [-9999.0, -9999.0, -9999.0], [-9999.0, -9999.0, -9999.0], [-9999.0, -9999.0, -9999.0], [-9999.0, -9999.0, -9999.0], [-9999.0, -9999.0, -9999.0], [-9999.0, -9999.0, -9999.0], [-9999.0, -9999.0, -9999.0], [-9999.0, -9999.0, -9999.0], [-9999.0, -9999.0, -9999.0], [-9999.0, -9999.0, -9999.0], [-9999.0, -9999.0, -9999.0], [-9999.0, -9999.0, -9999.0], [-9999.0, -9999.0, -9999.0], [-9999.0, -9999.0, -9999.0], [-9999.0, -9999.0, -9999.0], [-9999.0, -9999.0, -9999.0], [-9999.0, -9999.0, -9999.0], [-9999.0, -9999.0, -9999.0], [-9999.0, -9999.0, -9999.0], [-9999.0, -9999.0, -9999.0], [-9999.0, -9999.0, -9999.0], [-9999.0, -9999.0, -9999.0], [-9999.0, -9999.0, -9999.0], [-9999.0, -9999.0, -9999.0], [-9999.0, -9999.0, -9999.0], [-9999.0, -9999.0, -9999.0], [-9999.0, -9999.0, -9999.0], [-9999.0, -9999.0, -9999.0], [-9999.0, -9999.0, -9999.0], [-9999.0, -9999.0, -9999.0], [-9999.0, -9999.0, -9999.0], [-9999.0, -9999.0, -9999.0], [-9999.0, -9999.0, -9999.0], [-9999.0, -9999.0, -9999.0], [-9999.0, -9999.0, -9999.0], [-9999.0, -9999.0, -9999.0], [-9999.0, -9999.0, -9999.0], [-9999.0, -9999.0, -9999.0], [-9999.0, -9999.0, -9999.0], [-9999.0, -9999.0, -9999.0], [-9999.0, -9999.0, -9999.0], [-9999.0, -9999.0, -9999.0], [-9999.0, -9999.0, -9999.0], [-9999.0, -9999.0, -9999.0], [-9999.0, -9999.0, -9999.0], [-9999.0, -9999.0, -9999.0], [-9999.0, -9999.0, -9999.0], [-9999.0, -9999.0, -9999.0], [-9999.0, -9999.0, -9999.0], [-9999.0, -9999.0, -9999.0], [-9999.0, -9999.0, -9999.0], [-9999.0, -9999.0, -9999.0], [-9999.0, -9999.0, -9999.0], [-9999.0, -9999.0, -9999.0], [-9999.0, -9999.0, -9999.0], [-9999.0, -9999.0, -9999.0], [-9999.0, -9999.0, -9999.0], [-9999.0, -9999.0, -9999.0], [-9999.0, -9999.0, -9999.0], [-9999.0, -9999.0, -9999.0], [-9999.0, -9999.0, -9999.0], [-9999.0, -9999.0, -9999.0], [-9999.0, -9999.0, -9999.0], [-9999.0, -9999.0, -9999.0], [-9999.0, -9999.0, -9999.0]]
floatingse.member3.section_D | output | m | [1.0, 1.0, 1.0, 0.01, 0.01, -9999.0, -9999.0, -9999.0, -9999.0, -9999.0, -9999.0, -9999.0, -9999.0, -9999.0, -9999.0, -9999.0, -9999.0, -9999.0, -9999.0, -9999.0, -9999.0, -9999.0, -9999.0, -9999.0, -9999.0, -9999.0, -9999.0, -9999.0, -9999.0, -9999.0, -9999.0, -9999.0, -9999.0, -9999.0, -9999.0, -9999.0, -9999.0, -9999.0, -9999.0, -9999.0, -9999.0, -9999.0, -9999.0, -9999.0, -9999.0, -9999.0, -9999.0, -9999.0, -9999.0, -9999.0, -9999.0, -9999.0, -9999.0, -9999.0, -9999.0, -9999.0, -9999.0, -9999.0, -9999.0, -9999.0, -9999.0, -9999.0, -9999.0, -9999.0, -9999.0, -9999.0, -9999.0, -9999.0, -9999.0, -9999.0, -9999.0, -9999.0, -9999.0, -9999.0, -9999.0, -9999.0, -9999.0, -9999.0, -9999.0, -9999.0, -9999.0, -9999.0, -9999.0, -9999.0, -9999.0, -9999.0, -9999.0, -9999.0, -9999.0, -9999.0, -9999.0, -9999.0, -9999.0, -9999.0, -9999.0, -9999.0, -9999.0, -9999.0, -9999.0, -9999.0, -9999.0, -9999.0, -9999.0, -9999.0, -9999.0, -9999.0, -9999.0, -9999.0, -9999.0, -9999.0, -9999.0, -9999.0, -9999.0, -9999.0, -9999.0, -9999.0, -9999.0, -9999.0, -9999.0, -9999.0, -9999.0, -9999.0, -9999.0, -9999.0, -9999.0, -9999.0, -9999.0, -9999.0, -9999.0, -9999.0, -9999.0, -9999.0, -9999.0, -9999.0, -9999.0, -9999.0, -9999.0, -9999.0, -9999.0, -9999.0, -9999.0, -9999.0, -9999.0, -9999.0, -9999.0, -9999.0, -9999.0, -9999.0, -9999.0, -9999.0, -9999.0, -9999.0, -9999.0, -9999.0, -9999.0, -9999.0, -9999.0, -9999.0, -9999.0, -9999.0, -9999.0, -9999.0, -9999.0, -9999.0, -9999.0, -9999.0, -9999.0, -9999.0, -9999.0, -9999.0, -9999.0, -9999.0, -9999.0, -9999.0, -9999.0, -9999.0, -9999.0, -9999.0, -9999.0, -9999.0, -9999.0, -9999.0, -9999.0, -9999.0, -9999.0, -9999.0, -9999.0, -9999.0, -9999.0, -9999.0, -9999.0, -9999.0, -9999.0, -9999.0, -9999.0, -9999.0, -9999.0, -9999.0, -9999.0, -9999.0]
floatingse.member3.nodes_r_all | output | m | [0.5, 0.5, 0.5, 0.5, 0.5, 0.5, -9999.0, -9999.0, -9999.0, -9999.0, -9999.0, -9999.0, -9999.0, -9999.0, -9999.0, -9999.0, -9999.0, -9999.0, -9999.0, -9999.0, -9999.0, -9999.0, -9999.0, -9999.0, -9999.0, -9999.0, -9999.0, -9999.0, -9999.0, -9999.0, -9999.0, -9999.0, -9999.0, -9999.0, -9999.0, -9999.0, -9999.0, -9999.0, -9999.0, -9999.0, -9999.0, -9999.0, -9999.0, -9999.0, -9999.0, -9999.0, -9999.0, -9999.0, -9999.0, -9999.0, -9999.0, -9999.0, -9999.0, -9999.0, -9999.0, -9999.0, -9999.0, -9999.0, -9999.0, -9999.0, -9999.0, -9999.0, -9999.0, -9999.0, -9999.0, -9999.0, -9999.0, -9999.0, -9999.0, -9999.0, -9999.0, -9999.0, -9999.0, -9999.0, -9999.0, -9999.0, -9999.0, -9999.0, -9999.0, -9999.0, -9999.0, -9999.0, -9999.0, -9999.0, -9999.0, -9999.0, -9999.0, -9999.0, -9999.0, -9999.0, -9999.0, -9999.0, -9999.0, -9999.0, -9999.0, -9999.0, -9999.0, -9999.0, -9999.0, -9999.0, -9999.0, -9999.0, -9999.0, -9999.0, -9999.0, -9999.0, -9999.0, -9999.0, -9999.0, -9999.0, -9999.0, -9999.0, -9999.0, -9999.0, -9999.0, -9999.0, -9999.0, -9999.0, -9999.0, -9999.0, -9999.0, -9999.0, -9999.0, -9999.0, -9999.0, -9999.0, -9999.0, -9999.0, -9999.0, -9999.0, -9999.0, -9999.0, -9999.0, -9999.0, -9999.0, -9999.0, -9999.0, -9999.0, -9999.0, -9999.0, -9999.0, -9999.0, -9999.0, -9999.0, -9999.0, -9999.0, -9999.0, -9999.0, -9999.0, -9999.0, -9999.0, -9999.0, -9999.0, -9999.0, -9999.0, -9999.0, -9999.0, -9999.0, -9999.0, -9999.0, -9999.0, -9999.0, -9999.0, -9999.0, -9999.0, -9999.0, -9999.0, -9999.0, -9999.0, -9999.0, -9999.0, -9999.0, -9999.0, -9999.0, -9999.0, -9999.0, -9999.0, -9999.0, -9999.0, -9999.0, -9999.0, -9999.0, -9999.0, -9999.0, -9999.0, -9999.0, -9999.0, -9999.0, -9999.0, -9999.0, -9999.0, -9999.0, -9999.0, -9999.0, -9999.0, -9999.0, -9999.0, -9999.0, -9999.0, -9999.0]
floatingse.member3.section_t | output | m | [0.5, 0.1, 0.5, 0.01, 0.01, -9999.0, -9999.0, -9999.0, -9999.0, -9999.0, -9999.0, -9999.0, -9999.0, -9999.0, -9999.0, -9999.0, -9999.0, -9999.0, -9999.0, -9999.0, -9999.0, -9999.0, -9999.0, -9999.0, -9999.0, -9999.0, -9999.0, -9999.0, -9999.0, -9999.0, -9999.0, -9999.0, -9999.0, -9999.0, -9999.0, -9999.0, -9999.0, -9999.0, -9999.0, -9999.0, -9999.0, -9999.0, -9999.0, -9999.0, -9999.0, -9999.0, -9999.0, -9999.0, -9999.0, -9999.0, -9999.0, -9999.0, -9999.0, -9999.0, -9999.0, -9999.0, -9999.0, -9999.0, -9999.0, -9999.0, -9999.0, -9999.0, -9999.0, -9999.0, -9999.0, -9999.0, -9999.0, -9999.0, -9999.0, -9999.0, -9999.0, -9999.0, -9999.0, -9999.0, -9999.0, -9999.0, -9999.0, -9999.0, -9999.0, -9999.0, -9999.0, -9999.0, -9999.0, -9999.0, -9999.0, -9999.0, -9999.0, -9999.0, -9999.0, -9999.0, -9999.0, -9999.0, -9999.0, -9999.0, -9999.0, -9999.0, -9999.0, -9999.0, -9999.0, -9999.0, -9999.0, -9999.0, -9999.0, -9999.0, -9999.0, -9999.0, -9999.0, -9999.0, -9999.0, -9999.0, -9999.0, -9999.0, -9999.0, -9999.0, -9999.0, -9999.0, -9999.0, -9999.0, -9999.0, -9999.0, -9999.0, -9999.0, -9999.0, -9999.0, -9999.0, -9999.0, -9999.0, -9999.0, -9999.0, -9999.0, -9999.0, -9999.0, -9999.0, -9999.0, -9999.0, -9999.0, -9999.0, -9999.0, -9999.0, -9999.0, -9999.0, -9999.0, -9999.0, -9999.0, -9999.0, -9999.0, -9999.0, -9999.0, -9999.0, -9999.0, -9999.0, -9999.0, -9999.0, -9999.0, -9999.0, -9999.0, -9999.0, -9999.0, -9999.0, -9999.0, -9999.0, -9999.0, -9999.0, -9999.0, -9999.0, -9999.0, -9999.0, -9999.0, -9999.0, -9999.0, -9999.0, -9999.0, -9999.0, -9999.0, -9999.0, -9999.0, -9999.0, -9999.0, -9999.0, -9999.0, -9999.0, -9999.0, -9999.0, -9999.0, -9999.0, -9999.0, -9999.0, -9999.0, -9999.0, -9999.0, -9999.0, -9999.0, -9999.0, -9999.0, -9999.0, -9999.0, -9999.0, -9999.0, -9999.0, -9999.0]
floatingse.member3.section_A | output | m**2 | [0.7853981633974483, 0.2827433388230813, 0.7853981633974483, 0.01, 0.01, -9999.0, -9999.0, -9999.0, -9999.0, -9999.0, -9999.0, -9999.0, -9999.0, -9999.0, -9999.0, -9999.0, -9999.0, -9999.0, -9999.0, -9999.0, -9999.0, -9999.0, -9999.0, -9999.0, -9999.0, -9999.0, -9999.0, -9999.0, -9999.0, -9999.0, -9999.0, -9999.0, -9999.0, -9999.0, -9999.0, -9999.0, -9999.0, -9999.0, -9999.0, -9999.0, -9999.0, -9999.0, -9999.0, -9999.0, -9999.0, -9999.0, -9999.0, -9999.0, -9999.0, -9999.0, -9999.0, -9999.0, -9999.0, -9999.0, -9999.0, -9999.0, -9999.0, -9999.0, -9999.0, -9999.0, -9999.0, -9999.0, -9999.0, -9999.0, -9999.0, -9999.0, -9999.0, -9999.0, -9999.0, -9999.0, -9999.0, -9999.0, -9999.0, -9999.0, -9999.0, -9999.0, -9999.0, -9999.0, -9999.0, -9999.0, -9999.0, -9999.0, -9999.0, -9999.0, -9999.0, -9999.0, -9999.0, -9999.0, -9999.0, -9999.0, -9999.0, -9999.0, -9999.0, -9999.0, -9999.0, -9999.0, -9999.0, -9999.0, -9999.0, -9999.0, -9999.0, -9999.0, -9999.0, -9999.0, -9999.0, -9999.0, -9999.0, -9999.0, -9999.0, -9999.0, -9999.0, -9999.0, -9999.0, -9999.0, -9999.0, -9999.0, -9999.0, -9999.0, -9999.0, -9999.0, -9999.0, -9999.0, -9999.0, -9999.0, -9999.0, -9999.0, -9999.0, -9999.0, -9999.0, -9999.0, -9999.0, -9999.0, -9999.0, -9999.0, -9999.0, -9999.0, -9999.0, -9999.0, -9999.0, -9999.0, -9999.0, -9999.0, -9999.0, -9999.0, -9999.0, -9999.0, -9999.0, -9999.0, -9999.0, -9999.0, -9999.0, -9999.0, -9999.0, -9999.0, -9999.0, -9999.0, -9999.0, -9999.0, -9999.0, -9999.0, -9999.0, -9999.0, -9999.0, -9999.0, -9999.0, -9999.0, -9999.0, -9999.0, -9999.0, -9999.0, -9999.0, -9999.0, -9999.0, -9999.0, -9999.0, -9999.0, -9999.0, -9999.0, -9999.0, -9999.0, -9999.0, -9999.0, -9999.0, -9999.0, -9999.0, -9999.0, -9999.0, -9999.0, -9999.0, -9999.0, -9999.0, -9999.0, -9999.0, -9999.0, -9999.0, -9999.0, -9999.0, -9999.0, -9999.0, -9999.0]
floatingse.member3.section_Asx | output | m**2 | [0.698606753390037, 0.18261539511206404, 0.698606753390037, 0.01, 0.01, -9999.0, -9999.0, -9999.0, -9999.0, -9999.0, -9999.0, -9999.0, -9999.0, -9999.0, -9999.0, -9999.0, -9999.0, -9999.0, -9999.0, -9999.0, -9999.0, -9999.0, -9999.0, -9999.0, -9999.0, -9999.0, -9999.0, -9999.0, -9999.0, -9999.0, -9999.0, -9999.0, -9999.0, -9999.0, -9999.0, -9999.0, -9999.0, -9999.0, -9999.0, -9999.0, -9999.0, -9999.0, -9999.0, -9999.0, -9999.0, -9999.0, -9999.0, -9999.0, -9999.0, -9999.0, -9999.0, -9999.0, -9999.0, -9999.0, -9999.0, -9999.0, -9999.0, -9999.0, -9999.0, -9999.0, -9999.0, -9999.0, -9999.0, -9999.0, -9999.0, -9999.0, -9999.0, -9999.0, -9999.0, -9999.0, -9999.0, -9999.0, -9999.0, -9999.0, -9999.0, -9999.0, -9999.0, -9999.0, -9999.0, -9999.0, -9999.0, -9999.0, -9999.0, -9999.0, -9999.0, -9999.0, -9999.0, -9999.0, -9999.0, -9999.0, -9999.0, -9999.0, -9999.0, -9999.0, -9999.0, -9999.0, -9999.0, -9999.0, -9999.0, -9999.0, -9999.0, -9999.0, -9999.0, -9999.0, -9999.0, -9999.0, -9999.0, -9999.0, -9999.0, -9999.0, -9999.0, -9999.0, -9999.0, -9999.0, -9999.0, -9999.0, -9999.0, -9999.0, -9999.0, -9999.0, -9999.0, -9999.0, -9999.0, -9999.0, -9999.0, -9999.0, -9999.0, -9999.0, -9999.0, -9999.0, -9999.0, -9999.0, -9999.0, -9999.0, -9999.0, -9999.0, -9999.0, -9999.0, -9999.0, -9999.0, -9999.0, -9999.0, -9999.0, -9999.0, -9999.0, -9999.0, -9999.0, -9999.0, -9999.0, -9999.0, -9999.0, -9999.0, -9999.0, -9999.0, -9999.0, -9999.0, -9999.0, -9999.0, -9999.0, -9999.0, -9999.0, -9999.0, -9999.0, -9999.0, -9999.0, -9999.0, -9999.0, -9999.0, -9999.0, -9999.0, -9999.0, -9999.0, -9999.0, -9999.0, -9999.0, -9999.0, -9999.0, -9999.0, -9999.0, -9999.0, -9999.0, -9999.0, -9999.0, -9999.0, -9999.0, -9999.0, -9999.0, -9999.0, -9999.0, -9999.0, -9999.0, -9999.0, -9999.0, -9999.0, -9999.0, -9999.0, -9999.0, -9999.0, -9999.0, -9999.0]
floatingse.member3.section_Asy | output | m**2 | [0.698606753390037, 0.18261539511206404, 0.698606753390037, 0.01, 0.01, -9999.0, -9999.0, -9999.0, -9999.0, -9999.0, -9999.0, -9999.0, -9999.0, -9999.0, -9999.0, -9999.0, -9999.0, -9999.0, -9999.0, -9999.0, -9999.0, -9999.0, -9999.0, -9999.0, -9999.0, -9999.0, -9999.0, -9999.0, -9999.0, -9999.0, -9999.0, -9999.0, -9999.0, -9999.0, -9999.0, -9999.0, -9999.0, -9999.0, -9999.0, -9999.0, -9999.0, -9999.0, -9999.0, -9999.0, -9999.0, -9999.0, -9999.0, -9999.0, -9999.0, -9999.0, -9999.0, -9999.0, -9999.0, -9999.0, -9999.0, -9999.0, -9999.0, -9999.0, -9999.0, -9999.0, -9999.0, -9999.0, -9999.0, -9999.0, -9999.0, -9999.0, -9999.0, -9999.0, -9999.0, -9999.0, -9999.0, -9999.0, -9999.0, -9999.0, -9999.0, -9999.0, -9999.0, -9999.0, -9999.0, -9999.0, -9999.0, -9999.0, -9999.0, -9999.0, -9999.0, -9999.0, -9999.0, -9999.0, -9999.0, -9999.0, -9999.0, -9999.0, -9999.0, -9999.0, -9999.0, -9999.0, -9999.0, -9999.0, -9999.0, -9999.0, -9999.0, -9999.0, -9999.0, -9999.0, -9999.0, -9999.0, -9999.0, -9999.0, -9999.0, -9999.0, -9999.0, -9999.0, -9999.0, -9999.0, -9999.0, -9999.0, -9999.0, -9999.0, -9999.0, -9999.0, -9999.0, -9999.0, -9999.0, -9999.0, -9999.0, -9999.0, -9999.0, -9999.0, -9999.0, -9999.0, -9999.0, -9999.0, -9999.0, -9999.0, -9999.0, -9999.0, -9999.0, -9999.0, -9999.0, -9999.0, -9999.0, -9999.0, -9999.0, -9999.0, -9999.0, -9999.0, -9999.0, -9999.0, -9999.0, -9999.0, -9999.0, -9999.0, -9999.0, -9999.0, -9999.0, -9999.0, -9999.0, -9999.0, -9999.0, -9999.0, -9999.0, -9999.0, -9999.0, -9999.0, -9999.0, -9999.0, -9999.0, -9999.0, -9999.0, -9999.0, -9999.0, -9999.0, -9999.0, -9999.0, -9999.0, -9999.0, -9999.0, -9999.0, -9999.0, -9999.0, -9999.0, -9999.0, -9999.0, -9999.0, -9999.0, -9999.0, -9999.0, -9999.0, -9999.0, -9999.0, -9999.0, -9999.0, -9999.0, -9999.0, -9999.0, -9999.0, -9999.0, -9999.0, -9999.0, -9999.0]
floatingse.member3.section_Ixx | output | kg*m**2 | [0.04908738521234052, 0.028981192229365838, 0.04908738521234052, 0.01, 0.01, -9999.0, -9999.0, -9999.0, -9999.0, -9999.0, -9999.0, -9999.0, -9999.0, -9999.0, -9999.0, -9999.0, -9999.0, -9999.0, -9999.0, -9999.0, -9999.0, -9999.0, -9999.0, -9999.0, -9999.0, -9999.0, -9999.0, -9999.0, -9999.0, -9999.0, -9999.0, -9999.0, -9999.0, -9999.0, -9999.0, -9999.0, -9999.0, -9999.0, -9999.0, -9999.0, -9999.0, -9999.0, -9999.0, -9999.0, -9999.0, -9999.0, -9999.0, -9999.0, -9999.0, -9999.0, -9999.0, -9999.0, -9999.0, -9999.0, -9999.0, -9999.0, -9999.0, -9999.0, -9999.0, -9999.0, -9999.0, -9999.0, -9999.0, -9999.0, -9999.0, -9999.0, -9999.0, -9999.0, -9999.0, -9999.0, -9999.0, -9999.0, -9999.0, -9999.0, -9999.0, -9999.0, -9999.0, -9999.0, -9999.0, -9999.0, -9999.0, -9999.0, -9999.0, -9999.0, -9999.0, -9999.0, -9999.0, -9999.0, -9999.0, -9999.0, -9999.0, -9999.0, -9999.0, -9999.0, -9999.0, -9999.0, -9999.0, -9999.0, -9999.0, -9999.0, -9999.0, -9999.0, -9999.0, -9999.0, -9999.0, -9999.0, -9999.0, -9999.0, -9999.0, -9999.0, -9999.0, -9999.0, -9999.0, -9999.0, -9999.0, -9999.0, -9999.0, -9999.0, -9999.0, -9999.0, -9999.0, -9999.0, -9999.0, -9999.0, -9999.0, -9999.0, -9999.0, -9999.0, -9999.0, -9999.0, -9999.0, -9999.0, -9999.0, -9999.0, -9999.0, -9999.0, -9999.0, -9999.0, -9999.0, -9999.0, -9999.0, -9999.0, -9999.0, -9999.0, -9999.0, -9999.0, -9999.0, -9999.0, -9999.0, -9999.0, -9999.0, -9999.0, -9999.0, -9999.0, -9999.0, -9999.0, -9999.0, -9999.0, -9999.0, -9999.0, -9999.0, -9999.0, -9999.0, -9999.0, -9999.0, -9999.0, -9999.0, -9999.0, -9999.0, -9999.0, -9999.0, -9999.0, -9999.0, -9999.0, -9999.0, -9999.0, -9999.0, -9999.0, -9999.0, -9999.0, -9999.0, -9999.0, -9999.0, -9999.0, -9999.0, -9999.0, -9999.0, -9999.0, -9999.0, -9999.0, -9999.0, -9999.0, -9999.0, -9999.0, -9999.0, -9999.0, -9999.0, -9999.0, -9999.0, -9999.0]
floatingse.member3.section_Iyy | output | kg*m**2 | [0.04908738521234052, 0.028981192229365838, 0.04908738521234052, 0.01, 0.01, -9999.0, -9999.0, -9999.0, -9999.0, -9999.0, -9999.0, -9999.0, -9999.0, -9999.0, -9999.0, -9999.0, -9999.0, -9999.0, -9999.0, -9999.0, -9999.0, -9999.0, -9999.0, -9999.0, -9999.0, -9999.0, -9999.0, -9999.0, -9999.0, -9999.0, -9999.0, -9999.0, -9999.0, -9999.0, -9999.0, -9999.0, -9999.0, -9999.0, -9999.0, -9999.0, -9999.0, -9999.0, -9999.0, -9999.0, -9999.0, -9999.0, -9999.0, -9999.0, -9999.0, -9999.0, -9999.0, -9999.0, -9999.0, -9999.0, -9999.0, -9999.0, -9999.0, -9999.0, -9999.0, -9999.0, -9999.0, -9999.0, -9999.0, -9999.0, -9999.0, -9999.0, -9999.0, -9999.0, -9999.0, -9999.0, -9999.0, -9999.0, -9999.0, -9999.0, -9999.0, -9999.0, -9999.0, -9999.0, -9999.0, -9999.0, -9999.0, -9999.0, -9999.0, -9999.0, -9999.0, -9999.0, -9999.0, -9999.0, -9999.0, -9999.0, -9999.0, -9999.0, -9999.0, -9999.0, -9999.0, -9999.0, -9999.0, -9999.0, -9999.0, -9999.0, -9999.0, -9999.0, -9999.0, -9999.0, -9999.0, -9999.0, -9999.0, -9999.0, -9999.0, -9999.0, -9999.0, -9999.0, -9999.0, -9999.0, -9999.0, -9999.0, -9999.0, -9999.0, -9999.0, -9999.0, -9999.0, -9999.0, -9999.0, -9999.0, -9999.0, -9999.0, -9999.0, -9999.0, -9999.0, -9999.0, -9999.0, -9999.0, -9999.0, -9999.0, -9999.0, -9999.0, -9999.0, -9999.0, -9999.0, -9999.0, -9999.0, -9999.0, -9999.0, -9999.0, -9999.0, -9999.0, -9999.0, -9999.0, -9999.0, -9999.0, -9999.0, -9999.0, -9999.0, -9999.0, -9999.0, -9999.0, -9999.0, -9999.0, -9999.0, -9999.0, -9999.0, -9999.0, -9999.0, -9999.0, -9999.0, -9999.0, -9999.0, -9999.0, -9999.0, -9999.0, -9999.0, -9999.0, -9999.0, -9999.0, -9999.0, -9999.0, -9999.0, -9999.0, -9999.0, -9999.0, -9999.0, -9999.0, -9999.0, -9999.0, -9999.0, -9999.0, -9999.0, -9999.0, -9999.0, -9999.0, -9999.0, -9999.0, -9999.0, -9999.0, -9999.0, -9999.0, -9999.0, -9999.0, -9999.0, -9999.0]
floatingse.member3.section_J0 | output | kg*m**2 | [0.09817477042468103, 0.057962384458731676, 0.09817477042468103, 0.01, 0.01, -9999.0, -9999.0, -9999.0, -9999.0, -9999.0, -9999.0, -9999.0, -9999.0, -9999.0, -9999.0, -9999.0, -9999.0, -9999.0, -9999.0, -9999.0, -9999.0, -9999.0, -9999.0, -9999.0, -9999.0, -9999.0, -9999.0, -9999.0, -9999.0, -9999.0, -9999.0, -9999.0, -9999.0, -9999.0, -9999.0, -9999.0, -9999.0, -9999.0, -9999.0, -9999.0, -9999.0, -9999.0, -9999.0, -9999.0, -9999.0, -9999.0, -9999.0, -9999.0, -9999.0, -9999.0, -9999.0, -9999.0, -9999.0, -9999.0, -9999.0, -9999.0, -9999.0, -9999.0, -9999.0, -9999.0, -9999.0, -9999.0, -9999.0, -9999.0, -9999.0, -9999.0, -9999.0, -9999.0, -9999.0, -9999.0, -9999.0, -9999.0, -9999.0, -9999.0, -9999.0, -9999.0, -9999.0, -9999.0, -9999.0, -9999.0, -9999.0, -9999.0, -9999.0, -9999.0, -9999.0, -9999.0, -9999.0, -9999.0, -9999.0, -9999.0, -9999.0, -9999.0, -9999.0, -9999.0, -9999.0, -9999.0, -9999.0, -9999.0, -9999.0, -9999.0, -9999.0, -9999.0, -9999.0, -9999.0, -9999.0, -9999.0, -9999.0, -9999.0, -9999.0, -9999.0, -9999.0, -9999.0, -9999.0, -9999.0, -9999.0, -9999.0, -9999.0, -9999.0, -9999.0, -9999.0, -9999.0, -9999.0, -9999.0, -9999.0, -9999.0, -9999.0, -9999.0, -9999.0, -9999.0, -9999.0, -9999.0, -9999.0, -9999.0, -9999.0, -9999.0, -9999.0, -9999.0, -9999.0, -9999.0, -9999.0, -9999.0, -9999.0, -9999.0, -9999.0, -9999.0, -9999.0, -9999.0, -9999.0, -9999.0, -9999.0, -9999.0, -9999.0, -9999.0, -9999.0, -9999.0, -9999.0, -9999.0, -9999.0, -9999.0, -9999.0, -9999.0, -9999.0, -9999.0, -9999.0, -9999.0, -9999.0, -9999.0, -9999.0, -9999.0, -9999.0, -9999.0, -9999.0, -9999.0, -9999.0, -9999.0, -9999.0, -9999.0, -9999.0, -9999.0, -9999.0, -9999.0, -9999.0, -9999.0, -9999.0, -9999.0, -9999.0, -9999.0, -9999.0, -9999.0, -9999.0, -9999.0, -9999.0, -9999.0, -9999.0, -9999.0, -9999.0, -9999.0, -9999.0, -9999.0, -9999.0]
floatingse.member3.section_rho | output | kg/m**3 | [7800.0, 7800.0, 7800.0, 0.01, 0.01, -9999.0, -9999.0, -9999.0, -9999.0, -9999.0, -9999.0, -9999.0, -9999.0, -9999.0, -9999.0, -9999.0, -9999.0, -9999.0, -9999.0, -9999.0, -9999.0, -9999.0, -9999.0, -9999.0, -9999.0, -9999.0, -9999.0, -9999.0, -9999.0, -9999.0, -9999.0, -9999.0, -9999.0, -9999.0, -9999.0, -9999.0, -9999.0, -9999.0, -9999.0, -9999.0, -9999.0, -9999.0, -9999.0, -9999.0, -9999.0, -9999.0, -9999.0, -9999.0, -9999.0, -9999.0, -9999.0, -9999.0, -9999.0, -9999.0, -9999.0, -9999.0, -9999.0, -9999.0, -9999.0, -9999.0, -9999.0, -9999.0, -9999.0, -9999.0, -9999.0, -9999.0, -9999.0, -9999.0, -9999.0, -9999.0, -9999.0, -9999.0, -9999.0, -9999.0, -9999.0, -9999.0, -9999.0, -9999.0, -9999.0, -9999.0, -9999.0, -9999.0, -9999.0, -9999.0, -9999.0, -9999.0, -9999.0, -9999.0, -9999.0, -9999.0, -9999.0, -9999.0, -9999.0, -9999.0, -9999.0, -9999.0, -9999.0, -9999.0, -9999.0, -9999.0, -9999.0, -9999.0, -9999.0, -9999.0, -9999.0, -9999.0, -9999.0, -9999.0, -9999.0, -9999.0, -9999.0, -9999.0, -9999.0, -9999.0, -9999.0, -9999.0, -9999.0, -9999.0, -9999.0, -9999.0, -9999.0, -9999.0, -9999.0, -9999.0, -9999.0, -9999.0, -9999.0, -9999.0, -9999.0, -9999.0, -9999.0, -9999.0, -9999.0, -9999.0, -9999.0, -9999.0, -9999.0, -9999.0, -9999.0, -9999.0, -9999.0, -9999.0, -9999.0, -9999.0, -9999.0, -9999.0, -9999.0, -9999.0, -9999.0, -9999.0, -9999.0, -9999.0, -9999.0, -9999.0, -9999.0, -9999.0, -9999.0, -9999.0, -9999.0, -9999.0, -9999.0, -9999.0, -9999.0, -9999.0, -9999.0, -9999.0, -9999.0, -9999.0, -9999.0, -9999.0, -9999.0, -9999.0, -9999.0, -9999.0, -9999.0, -9999.0, -9999.0, -9999.0, -9999.0, -9999.0, -9999.0, -9999.0, -9999.0, -9999.0, -9999.0, -9999.0, -9999.0, -9999.0, -9999.0, -9999.0, -9999.0, -9999.0, -9999.0, -9999.0, -9999.0, -9999.0, -9999.0, -9999.0, -9999.0, -9999.0]
floatingse.member3.section_E | output | Pa | [200000000000.0, 200000000000.0, 200000000000.0, 20000000000000.0, 20000000000000.0, -9999.0, -9999.0, -9999.0, -9999.0, -9999.0, -9999.0, -9999.0, -9999.0, -9999.0, -9999.0, -9999.0, -9999.0, -9999.0, -9999.0, -9999.0, -9999.0, -9999.0, -9999.0, -9999.0, -9999.0, -9999.0, -9999.0, -9999.0, -9999.0, -9999.0, -9999.0, -9999.0, -9999.0, -9999.0, -9999.0, -9999.0, -9999.0, -9999.0, -9999.0, -9999.0, -9999.0, -9999.0, -9999.0, -9999.0, -9999.0, -9999.0, -9999.0, -9999.0, -9999.0, -9999.0, -9999.0, -9999.0, -9999.0, -9999.0, -9999.0, -9999.0, -9999.0, -9999.0, -9999.0, -9999.0, -9999.0, -9999.0, -9999.0, -9999.0, -9999.0, -9999.0, -9999.0, -9999.0, -9999.0, -9999.0, -9999.0, -9999.0, -9999.0, -9999.0, -9999.0, -9999.0, -9999.0, -9999.0, -9999.0, -9999.0, -9999.0, -9999.0, -9999.0, -9999.0, -9999.0, -9999.0, -9999.0, -9999.0, -9999.0, -9999.0, -9999.0, -9999.0, -9999.0, -9999.0, -9999.0, -9999.0, -9999.0, -9999.0, -9999.0, -9999.0, -9999.0, -9999.0, -9999.0, -9999.0, -9999.0, -9999.0, -9999.0, -9999.0, -9999.0, -9999.0, -9999.0, -9999.0, -9999.0, -9999.0, -9999.0, -9999.0, -9999.0, -9999.0, -9999.0, -9999.0, -9999.0, -9999.0, -9999.0, -9999.0, -9999.0, -9999.0, -9999.0, -9999.0, -9999.0, -9999.0, -9999.0, -9999.0, -9999.0, -9999.0, -9999.0, -9999.0, -9999.0, -9999.0, -9999.0, -9999.0, -9999.0, -9999.0, -9999.0, -9999.0, -9999.0, -9999.0, -9999.0, -9999.0, -9999.0, -9999.0, -9999.0, -9999.0, -9999.0, -9999.0, -9999.0, -9999.0, -9999.0, -9999.0, -9999.0, -9999.0, -9999.0, -9999.0, -9999.0, -9999.0, -9999.0, -9999.0, -9999.0, -9999.0, -9999.0, -9999.0, -9999.0, -9999.0, -9999.0, -9999.0, -9999.0, -9999.0, -9999.0, -9999.0, -9999.0, -9999.0, -9999.0, -9999.0, -9999.0, -9999.0, -9999.0, -9999.0, -9999.0, -9999.0, -9999.0, -9999.0, -9999.0, -9999.0, -9999.0, -9999.0, -9999.0, -9999.0, -9999.0, -9999.0, -9999.0, -9999.0]
floatingse.member3.section_G | output | Pa | [79300000000.0, 79300000000.0, 79300000000.0, 7930000000000.0, 7930000000000.0, -9999.0, -9999.0, -9999.0, -9999.0, -9999.0, -9999.0, -9999.0, -9999.0, -9999.0, -9999.0, -9999.0, -9999.0, -9999.0, -9999.0, -9999.0, -9999.0, -9999.0, -9999.0, -9999.0, -9999.0, -9999.0, -9999.0, -9999.0, -9999.0, -9999.0, -9999.0, -9999.0, -9999.0, -9999.0, -9999.0, -9999.0, -9999.0, -9999.0, -9999.0, -9999.0, -9999.0, -9999.0, -9999.0, -9999.0, -9999.0, -9999.0, -9999.0, -9999.0, -9999.0, -9999.0, -9999.0, -9999.0, -9999.0, -9999.0, -9999.0, -9999.0, -9999.0, -9999.0, -9999.0, -9999.0, -9999.0, -9999.0, -9999.0, -9999.0, -9999.0, -9999.0, -9999.0, -9999.0, -9999.0, -9999.0, -9999.0, -9999.0, -9999.0, -9999.0, -9999.0, -9999.0, -9999.0, -9999.0, -9999.0, -9999.0, -9999.0, -9999.0, -9999.0, -9999.0, -9999.0, -9999.0, -9999.0, -9999.0, -9999.0, -9999.0, -9999.0, -9999.0, -9999.0, -9999.0, -9999.0, -9999.0, -9999.0, -9999.0, -9999.0, -9999.0, -9999.0, -9999.0, -9999.0, -9999.0, -9999.0, -9999.0, -9999.0, -9999.0, -9999.0, -9999.0, -9999.0, -9999.0, -9999.0, -9999.0, -9999.0, -9999.0, -9999.0, -9999.0, -9999.0, -9999.0, -9999.0, -9999.0, -9999.0, -9999.0, -9999.0, -9999.0, -9999.0, -9999.0, -9999.0, -9999.0, -9999.0, -9999.0, -9999.0, -9999.0, -9999.0, -9999.0, -9999.0, -9999.0, -9999.0, -9999.0, -9999.0, -9999.0, -9999.0, -9999.0, -9999.0, -9999.0, -9999.0, -9999.0, -9999.0, -9999.0, -9999.0, -9999.0, -9999.0, -9999.0, -9999.0, -9999.0, -9999.0, -9999.0, -9999.0, -9999.0, -9999.0, -9999.0, -9999.0, -9999.0, -9999.0, -9999.0, -9999.0, -9999.0, -9999.0, -9999.0, -9999.0, -9999.0, -9999.0, -9999.0, -9999.0, -9999.0, -9999.0, -9999.0, -9999.0, -9999.0, -9999.0, -9999.0, -9999.0, -9999.0, -9999.0, -9999.0, -9999.0, -9999.0, -9999.0, -9999.0, -9999.0, -9999.0, -9999.0, -9999.0, -9999.0, -9999.0, -9999.0, -9999.0, -9999.0, -9999.0]
floatingse.member3.section_TorsC | output | m**3 | [0.0, 0.11592476891746335, 0.0, 0.11592476891746335, 0.11592476891746335, -9999.0, -9999.0, -9999.0, -9999.0, -9999.0, -9999.0, -9999.0, -9999.0, -9999.0, -9999.0, -9999.0, -9999.0, -9999.0, -9999.0, -9999.0, -9999.0, -9999.0, -9999.0, -9999.0, -9999.0, -9999.0, -9999.0, -9999.0, -9999.0, -9999.0, -9999.0, -9999.0, -9999.0, -9999.0, -9999.0, -9999.0, -9999.0, -9999.0, -9999.0, -9999.0, -9999.0, -9999.0, -9999.0, -9999.0, -9999.0, -9999.0, -9999.0, -9999.0, -9999.0, -9999.0, -9999.0, -9999.0, -9999.0, -9999.0, -9999.0, -9999.0, -9999.0, -9999.0, -9999.0, -9999.0, -9999.0, -9999.0, -9999.0, -9999.0, -9999.0, -9999.0, -9999.0, -9999.0, -9999.0, -9999.0, -9999.0, -9999.0, -9999.0, -9999.0, -9999.0, -9999.0, -9999.0, -9999.0, -9999.0, -9999.0, -9999.0, -9999.0, -9999.0, -9999.0, -9999.0, -9999.0, -9999.0, -9999.0, -9999.0, -9999.0, -9999.0, -9999.0, -9999.0, -9999.0, -9999.0, -9999.0, -9999.0, -9999.0, -9999.0, -9999.0, -9999.0, -9999.0, -9999.0, -9999.0, -9999.0, -9999.0, -9999.0, -9999.0, -9999.0, -9999.0, -9999.0, -9999.0, -9999.0, -9999.0, -9999.0, -9999.0, -9999.0, -9999.0, -9999.0, -9999.0, -9999.0, -9999.0, -9999.0, -9999.0, -9999.0, -9999.0, -9999.0, -9999.0, -9999.0, -9999.0, -9999.0, -9999.0, -9999.0, -9999.0, -9999.0, -9999.0, -9999.0, -9999.0, -9999.0, -9999.0, -9999.0, -9999.0, -9999.0, -9999.0, -9999.0, -9999.0, -9999.0, -9999.0, -9999.0, -9999.0, -9999.0, -9999.0, -9999.0, -9999.0, -9999.0, -9999.0, -9999.0, -9999.0, -9999.0, -9999.0, -9999.0, -9999.0, -9999.0, -9999.0, -9999.0, -9999.0, -9999.0, -9999.0, -9999.0, -9999.0, -9999.0, -9999.0, -9999.0, -9999.0, -9999.0, -9999.0, -9999.0, -9999.0, -9999.0, -9999.0, -9999.0, -9999.0, -9999.0, -9999.0, -9999.0, -9999.0, -9999.0, -9999.0, -9999.0, -9999.0, -9999.0, -9999.0, -9999.0, -9999.0, -9999.0, -9999.0, -9999.0, -9999.0, -9999.0, -9999.0]
floatingse.member3.section_sigma_y | output | Pa | [345000000.0, 345000000.0, 345000000.0, 34500000000.0, 34500000000.0, -9999.0, -9999.0, -9999.0, -9999.0, -9999.0, -9999.0, -9999.0, -9999.0, -9999.0, -9999.0, -9999.0, -9999.0, -9999.0, -9999.0, -9999.0, -9999.0, -9999.0, -9999.0, -9999.0, -9999.0, -9999.0, -9999.0, -9999.0, -9999.0, -9999.0, -9999.0, -9999.0, -9999.0, -9999.0, -9999.0, -9999.0, -9999.0, -9999.0, -9999.0, -9999.0, -9999.0, -9999.0, -9999.0, -9999.0, -9999.0, -9999.0, -9999.0, -9999.0, -9999.0, -9999.0, -9999.0, -9999.0, -9999.0, -9999.0, -9999.0, -9999.0, -9999.0, -9999.0, -9999.0, -9999.0, -9999.0, -9999.0, -9999.0, -9999.0, -9999.0, -9999.0, -9999.0, -9999.0, -9999.0, -9999.0, -9999.0, -9999.0, -9999.0, -9999.0, -9999.0, -9999.0, -9999.0, -9999.0, -9999.0, -9999.0, -9999.0, -9999.0, -9999.0, -9999.0, -9999.0, -9999.0, -9999.0, -9999.0, -9999.0, -9999.0, -9999.0, -9999.0, -9999.0, -9999.0, -9999.0, -9999.0, -9999.0, -9999.0, -9999.0, -9999.0, -9999.0, -9999.0, -9999.0, -9999.0, -9999.0, -9999.0, -9999.0, -9999.0, -9999.0, -9999.0, -9999.0, -9999.0, -9999.0, -9999.0, -9999.0, -9999.0, -9999.0, -9999.0, -9999.0, -9999.0, -9999.0, -9999.0, -9999.0, -9999.0, -9999.0, -9999.0, -9999.0, -9999.0, -9999.0, -9999.0, -9999.0, -9999.0, -9999.0, -9999.0, -9999.0, -9999.0, -9999.0, -9999.0, -9999.0, -9999.0, -9999.0, -9999.0, -9999.0, -9999.0, -9999.0, -9999.0, -9999.0, -9999.0, -9999.0, -9999.0, -9999.0, -9999.0, -9999.0, -9999.0, -9999.0, -9999.0, -9999.0, -9999.0, -9999.0, -9999.0, -9999.0, -9999.0, -9999.0, -9999.0, -9999.0, -9999.0, -9999.0, -9999.0, -9999.0, -9999.0, -9999.0, -9999.0, -9999.0, -9999.0, -9999.0, -9999.0, -9999.0, -9999.0, -9999.0, -9999.0, -9999.0, -9999.0, -9999.0, -9999.0, -9999.0, -9999.0, -9999.0, -9999.0, -9999.0, -9999.0, -9999.0, -9999.0, -9999.0, -9999.0, -9999.0, -9999.0, -9999.0, -9999.0, -9999.0, -9999.0]
floatingse.line_mass | output | kg | 145425.618
floatingse.mooring_mass | output | kg | 436276.854
floatingse.mooring_cost | output | USD | 1127775.6676
floatingse.mooring_plot_matrix | output | m | [[[-2.600014200198051, -4.5033566951435855, -69.99996110387966], [-6.257046800127259, -10.837522963156683, -75.32548071223937], [-9.929122252634414, -17.197744216125557, -80.60925384360698], [-13.61624475515984, -23.584027724230104, -85.85076495685075], [-17.318415569927392, -29.996375673706176, -91.04949417092536], [-21.035632938073856, -36.43478501811332, -96.20491734929462], [-24.767891993028023, -42.89924732830295, -101.31650619077433], [-28.515184673220993, -49.389748641228124, -106.38372832697269], [-32.27749963420646, -55.90626930773146, -111.40604742651266], [-36.05482216028209, -62.448783839468874, -116.38292330621064], [-39.84713407570441, -69.01726075512919, -121.3138120493893], [-43.654413655596684, -75.61166242612211, -126.19816613148751], [-47.47663553665531, -82.23194492191713, -131.03543455314085], [-51.313770627768136, -88.87805785522998, -135.82506298088893], [-55.16578602065876, -95.54994422725393, -140.56649389566124], [-59.03264490068296, -102.24754027315474, -145.2591667491936], [-62.91430645790707, -108.97077530805383, -149.90251812851085], [-66.81072579860336, -115.71957157373384, -154.49598192861038], [-70.72185385730296, -122.49384408630978, -159.03898953346157], [-74.64763730955877, -129.29350048512998, -163.53097000544116], [-78.5880184855688, -136.11844088316735, -167.9713502832986], [-82.54293528482026, -142.9685577191786, -172.35955538874057], [-86.51232109192436, -149.8437356119257, -176.695008641713], [-90.49610469380785, -156.74385121674766, -180.97713188443558], [-94.49421019844401, -163.6687730847983, -185.20534571424233], [-98.50655695530263, -170.61836152526163, -189.37906972525326], [-102.53305947770774, -177.59246847087152, -193.49772275889143], [-106.57362736729691, -184.5909373470713, -197.56072316324247], [-110.62816524077753, -191.61360294515202, -201.56748906123138], [-114.69657265918389, -198.660291299722, -205.51743862757445], [-118.77874405983928, -205.73081957086174, -209.40999037444277], [-122.8745686912313, -212.8249959313248, -213.2445634457482], [-126.98393055101522, -219.94261945915628, -217.02057791994898], [-131.1067083273567, -227.08348003609555, -220.73745512123833], [-135.2427753438324, -234.24735825214128, -224.39461793896362], [-139.39199950810504, -241.43402531665402, -227.99149115509056], [-143.5542432645938, -248.64324297637887, -231.5275017795123], [-147.72936355135502, -255.87476344076086, -235.00207939296237], [-151.91721176139728, -263.12832931494046, -238.41465649727886], [-156.1176337086421, -270.40367354079586, -241.76466887272585], [-160.3304695987495, -277.7005193464115, -245.05155594206065], [-164.5555540050193, -285.01858020433787, -248.27476114100142], [-168.79271584957706, -292.35755979900415, -251.43373229472274], [-173.04177839005, -299.717152003641, -254.52792199997967], [-177.30255921192943, -307.09704086705125, -257.55678801242925], [-181.57487022681698, -314.49690061057265, -260.51979363869293], [-185.8585176767368, -321.9163956355466, -263.41640813267463], [-190.15330214469242, -329.35518054160343, -266.2461070956167], [-194.45901857163912, -336.812900156059, -269.0083728793595], [-198.7754562800289, -344.2891895746963, -271.70269499222894], [-203.10239900407677, -351.7836742141877, -274.3285705069649], [-207.43962492688647, -359.2959698763989, -276.88550447006935], [-211.78690672455693, -366.8256828247835, -279.3730103119304], [-216.1440116173836, -374.37240987306626, -281.7906102570603], [-220.51070142824656, -381.93573848637425, -284.1378357337587], [-224.88673264827037, -389.51524689496307, -286.4142277824996], [-229.2718565098171, -397.1105042206447, -288.619337462312], [-233.66581906686287, -404.72107061600326, -290.7527262544217], [-238.0683612827862, -412.3464974164493, -292.81396646239557], [-242.47921912558357, -419.986327305138, -294.80264160802665], [-246.89812367050072, -427.64009449073154, -296.7183468221792], [-251.32480121005923, -435.3073248979709, -298.5606892298215], [-255.75897337142752, -442.98753637096826, -300.32928832844664], [-260.2003572410741, -450.6802388891129, -302.0237763591025], [-264.6486654966124, -458.38493479543337, -303.6437986692356], [-269.10360654573446, -466.10111903723697, -305.18901406656744], [-273.56488467210045, -473.82827941879856, -306.6590951632218], [-278.03220018803756, -481.56589686584243, -308.053728709333], [-282.5052495938762, -489.3134457015207, -309.37261591537685], [-286.98372574373343, -497.0703939335589, -310.61547276248257], [-291.4673180175323, -504.8362035522018, -311.7820302999967], [-295.95571249902264, -512.6103308385548, -312.87203492959776], [-300.44859215955586, -520.3922266828911, -313.88524867527906], [-304.9456370473391, -528.1813369124496, -314.8214494385437], [-309.4465244818822, -535.9771026282266, -315.6804312381892], [-313.95092925332904, -543.7789605502281, -316.4620044340869], [-318.4585238263513, -551.5863433706245, -317.1659959343983], [-322.96897854826193, -559.3986801142128, -317.7922493857058], [-327.48196186099796, -567.215396505582, -318.3406253455763], [-331.99714051660055, -575.0359153423362, -318.8110014371182], [-336.51417979581424, -582.8596568737187, -319.20327248513206], [-341.0327437294122, -590.6860391839585, -319.51735063350725], [-345.55249532184706, -598.5144785796462, -319.7531654435568], [-350.0730967768143, -606.3443899804191, -319.9106639730345], [-354.59420972431485, -614.1751873122477, -319.9898108356305], [-359.2699999999998, -622.2738936352705, -320.0], [-363.78099999999984, -630.0871748282137, -320.0], [-368.29199999999986, -637.900456021157, -320.0], [-372.8029999999998, -645.7137372141001, -320.0], [-377.31399999999985, -653.5270184070433, -320.0], [-381.8249999999998, -661.3402995999865, -320.0], [-386.33599999999984, -669.1535807929298, -320.0], [-390.8469999999998, -676.9668619858729, -320.0], [-395.35799999999983, -684.7801431788162, -320.0], [-399.86899999999986, -692.5934243717594, -320.0], [-404.3799999999998, -700.4067055647025, -320.0], [-408.89099999999985, -708.2199867576458, -320.0], [-413.4019999999998, -716.033267950589, -320.0], [-417.91299999999984, -723.8465491435322, -320.0], [-422.4239999999998, -731.6598303364754, -320.0], [-426.93499999999983, -739.4731115294186, -320.0]], [[5.2000284021379, 0.0, -69.99996110149723], [12.51409360193436, 0.0, -75.3254807099407], [19.858244506887853, 0.0, -80.60925384139168], [27.23248951187902, 0.0, -85.85076495471864], [34.63683114135536, 0.0, -91.04949416887553], [42.07126587759076, 0.0, -96.20491734732724], [49.535783987442485, 0.0, -101.3165061888885], [57.030369347772606, 0.0, -106.38372832516791], [64.55499926968874, 0.0, -111.40604742478808], [72.10964432178669, 0.0, -116.38292330456625], [79.69426815257914, 0.0, -121.31381204782431], [87.30882731231232, 0.0, -126.198166130001], [94.95327107437966, 0.0, -131.03543455173255], [102.62754125655609, 0.0, -135.8250629795577], [110.33157204228947, 0.0, -140.56649389440668], [118.06528980229105, 0.0, -145.25916674801454], [125.82861291669401, 0.0, -149.90251812740692], [133.62145159804192, 0.0, -154.4959819275805], [141.4437077153978, 0.0, -159.03898953250467], [149.29527461986737, 0.0, -163.53097000455668], [157.17603697184614, 0.0, -167.9713502824853], [165.0858705703094, 0.0, -172.35955538799791], [173.0246421844791, 0.0, -176.6950086410396], [180.99220938820844, 0.0, -180.97713188383017], [188.9884203974446, 0.0, -185.2053457137042], [197.0131139111267, 0.0, -189.3790697247811], [205.06611895590316, 0.0, -193.4977227584841], [213.14725473504865, 0.0, -197.56072316289863], [221.2563304819784, 0.0, -201.5674890609497], [229.39314531876101, 0.0, -205.51743862735407], [237.55748812004214, 0.0, -209.40999037428193], [245.74913738279798, 0.0, -213.24456344564547], [253.9678611023392, 0.0, -217.02057791990333], [262.21341665499637, 0.0, -220.7374551212481], [270.4855506879233, 0.0, -224.39461793902734], [278.7839990164452, 0.0, -227.9914911552066], [287.10848652940007, 0.0, -231.5275017796788], [295.4587271029015, 0.0, -235.00207939317818], [303.8344235229658, 0.0, -238.41465649754196], [312.23526741743666, 0.0, -241.76466887303494], [320.66093919763335, 0.0, -245.05155594241364], [329.111108010156, 0.0, -248.27476114139662], [337.58543169925605, 0.0, -251.4337322951584], [346.08355678018677, 0.0, -254.52792200045357], [354.60511842393186, 0.0, -257.5567880129397], [363.14974045369433, 0.0, -260.51979363923806], [371.7170353535222, 0.0, -263.4164081332523], [380.30660428942264, 0.0, -266.2461070962252], [388.9180371433062, 0.0, -269.0083728799964], [397.5509125600768, 0.0, -271.702694992892], [406.2047980081646, 0.0, -274.32857050765244], [414.8792498537765, 0.0, -276.885504470779], [423.5738134491109, 0.0, -279.37301031265974], [432.28802323475884, 0.0, -281.79061025780726], [441.0214028564798, 0.0, -284.137835734521], [449.77346529652334, 0.0, -286.41422778327484], [458.54371301961356, 0.0, -288.6193374630978], [467.3316381337021, 0.0, -290.7527262552157], [476.13672256554685, 0.0, -292.8139664631956], [484.95843825113997, 0.0, -294.80264160882956], [493.7962473409733, 0.0, -296.7183468229832], [502.6496024200899, 0.0, -298.5606892306239], [511.5179467428269, 0.0, -300.32928832924495], [520.4007144821203, 0.0, -302.02377635989393], [529.2973309931976, 0.0, -303.64379867001753], [538.2072130914434, 0.0, -305.18901406733767], [547.1297693441771, 0.0, -306.6590951639776], [556.0644003760533, 0.0, -308.0537287100717], [565.0104991877326, 0.0, -309.3726159160959], [573.9674514874498, 0.0, -310.6154727631791], [582.9346360350497, 0.0, -311.7820303006678], [591.9114249980332, 0.0, -312.8720349302413], [600.8971843191026, 0.0, -313.88524867589206], [609.8912740946716, 0.0, -314.82144943912317], [618.8930489637604, 0.0, -315.6804312387325], [627.9018585066568, 0.0, -316.46200443459156], [636.9170476527038, 0.0, -317.16599593486154], [645.9379570965275, 0.0, -317.7922493861248], [654.9639237220017, 0.0, -318.3406253459485], [663.9942810332091, 0.0, -318.8110014374406], [673.0283595916378, 0.0, -319.2032724854022], [682.0654874588352, 0.0, -319.51735063372234], [691.1049906437056, 0.0, -319.753165443714], [700.14619355364, 0.0, -319.9106639731309], [709.1884194486411, 0.0, -319.9898108356638], [718.54, 0.0, -320.0], [727.562, 0.0, -320.0], [736.5840000000001, 0.0, -320.0], [745.606, 0.0, -320.0], [754.628, 0.0, -320.0], [763.65, 0.0, -320.0], [772.672, 0.0, -320.0], [781.694, 0.0, -320.0], [790.716, 0.0, -320.0], [799.738, 0.0, -320.0], [808.76, 0.0, -320.0], [817.782, 0.0, -320.0], [826.804, 0.0, -320.0], [835.826, 0.0, -320.0], [844.848, 0.0, -320.0], [853.87, 0.0, -320.0]], [[-2.6000142001981645, 4.503356695143782, -69.99996110387977], [-6.257046800127202, 10.837522963156585, -75.32548071223943], [-9.929122252634471, 17.197744216125656, -80.60925384360701], [-13.61624475515984, 23.584027724230104, -85.85076495685098], [-17.318415569927392, 29.996375673706176, -91.0494941709253], [-21.035632938073913, 36.434785018113416, -96.20491734929502], [-24.76789199302808, 42.89924732830305, -101.31650619077465], [-28.515184673220993, 49.389748641228124, -106.3837283269728], [-32.27749963420634, 55.906269307731264, -111.40604742651266], [-36.05482216028215, 62.44878383946897, -116.38292330621107], [-39.847134075704524, 69.01726075512939, -121.31381204938947], [-43.654413655596684, 75.61166242612211, -126.19816613148765], [-47.476635536655365, 82.23194492191723, -131.03543455314116], [-51.31377062776825, 88.87805785523018, -135.82506298088944], [-55.1657860206587, 95.54994422725383, -140.5664938956615], [-59.032644900682904, 102.24754027315464, -145.2591667491938], [-62.91430645790718, 108.97077530805402, -149.90251812851125], [-66.8107257986033, 115.71957157373375, -154.49598192861075], [-70.72185385730296, 122.49384408630978, -159.03898953346192], [-74.64763730955883, 129.2935004851301, -163.53097000544145], [-78.58801848556874, 136.11844088316727, -167.97135028329888], [-82.5429352848202, 142.96855771917848, -172.35955538874103], [-86.5123210919243, 149.8437356119256, -176.69500864171346], [-90.4961046938078, 156.74385121674754, -180.97713188443598], [-94.49421019844395, 163.66877308479818, -185.20534571424267], [-98.50655695530251, 170.61836152526143, -189.37906972525357], [-102.53305947770774, 177.59246847087152, -193.49772275889174], [-106.57362736729685, 184.59093734707122, -197.56072316324276], [-110.62816524077742, 191.61360294515183, -201.56748906123164], [-114.69657265918394, 198.66029129972208, -205.5174386275749], [-118.77874405983928, 205.73081957086174, -209.40999037444317], [-122.87456869123125, 212.82499593132468, -213.24456344574858], [-126.98393055101522, 219.94261945915628, -217.02057791994935], [-131.10670832735659, 227.08348003609535, -220.7374551212389], [-135.24277534383234, 234.24735825214117, -224.39461793896413], [-139.39199950810504, 241.43402531665402, -227.99149115509107], [-143.55424326459368, 248.64324297637867, -231.52750177951276], [-147.72936355135502, 255.87476344076086, -235.0020793929628], [-151.91721176139728, 263.12832931494046, -238.41465649727925], [-156.1176337086421, 270.40367354079586, -241.76466887272625], [-160.33046959874943, 277.7005193464114, -245.05155594206124], [-164.5555540050192, 285.0185802043377, -248.274761141002], [-168.79271584957706, 292.35755979900415, -251.43373229472326], [-173.04177839004987, 299.71715200364076, -254.52792199998018], [-177.30255921192935, 307.0970408670511, -257.5567880124297], [-181.5748702268169, 314.4969006105725, -260.5197936386934], [-185.85851767673674, 321.9163956355465, -263.4164081326751], [-190.1533021446923, 329.3551805416032, -266.2461070956174], [-194.459018571639, 336.81290015605884, -269.00837287935997], [-198.77545628002883, 344.2891895746962, -271.70269499222934], [-203.10239900407672, 351.7836742141876, -274.32857050696526], [-207.4396249268864, 359.29596987639883, -276.8855044700699], [-211.78690672455687, 366.8256828247834, -279.37301031193095], [-216.14401161738348, 374.37240987306603, -281.79061025706056], [-220.5107014282465, 381.93573848637413, -284.1378357337593], [-224.88673264827042, 389.5152468949632, -286.4142277825001], [-229.2718565098171, 397.1105042206447, -288.6193374623125], [-233.6658190668628, 404.72107061600315, -290.75272625442216], [-238.0683612827861, 412.34649741644915, -292.813966462396], [-242.47921912558354, 419.986327305138, -294.80264160802705], [-246.89812367050067, 427.6400944907315, -296.7183468221797], [-251.32480121005918, 435.3073248979708, -298.56068922982183], [-255.7589733714275, 442.9875363709682, -300.329288328447], [-260.200357241074, 450.6802388891128, -302.02377635910284], [-264.6486654966123, 458.3849347954332, -303.64379866923593], [-269.10360654573446, 466.10111903723697, -305.1890140665678], [-273.56488467210045, 473.82827941879856, -306.65909516322216], [-278.03220018803756, 481.56589686584243, -308.0537287093333], [-282.5052495938761, 489.31344570152055, -309.3726159153772], [-286.9837257437335, 497.070393933559, -310.6154727624831], [-291.46731801753225, 504.8362035522017, -311.7820302999969], [-295.9557124990225, 512.6103308385547, -312.87203492959804], [-300.44859215955586, 520.3922266828911, -313.88524867527934], [-304.9456370473391, 528.1813369124496, -314.82144943854394], [-309.44652448188225, 535.9771026282267, -315.6804312381895], [-313.9509292533291, 543.7789605502282, -316.46200443408713], [-318.4585238263512, 551.5863433706243, -317.1659959343986], [-322.9689785482619, 559.3986801142127, -317.7922493857061], [-327.481961860998, 567.2153965055821, -318.3406253455766], [-331.9971405166005, 575.0359153423361, -318.8110014371182], [-336.51417979581436, 582.8596568737189, -319.2032724851323], [-341.0327437294123, 590.6860391839588, -319.5173506335075], [-345.55249532184706, 598.5144785796462, -319.753165443557], [-350.0730967768142, 606.344389980419, -319.9106639730345], [-354.5942097243148, 614.1751873122475, -319.9898108356305], [-359.2699999999998, 622.2738936352705, -320.0], [-363.78099999999984, 630.0871748282137, -320.0], [-368.29199999999986, 637.900456021157, -320.0], [-372.8029999999998, 645.7137372141001, -320.0], [-377.31399999999985, 653.5270184070433, -320.0], [-381.8249999999998, 661.3402995999865, -320.0], [-386.33599999999984, 669.1535807929298, -320.0], [-390.8469999999998, 676.9668619858729, -320.0], [-395.35799999999983, 684.7801431788162, -320.0], [-399.86899999999986, 692.5934243717594, -320.0], [-404.3799999999998, 700.4067055647025, -320.0], [-408.89099999999985, 708.2199867576458, -320.0], [-413.4019999999998, 716.033267950589, -320.0], [-417.91299999999984, 723.8465491435322, -320.0], [-422.4239999999998, 731.6598303364754, -320.0], [-426.93499999999983, 739.4731115294186, -320.0]]]
floatingse.constr_axial_load | output |  | 1.4232
floatingse.constr_mooring_length | output |  | 0.86032
floatingse.constr_anchor_vertical | output |  | [1e+30, 1e+30, 1e+30]
floatingse.constr_anchor_lateral | output |  | [1e+30, 1e+30, 1e+30]
tcons.constr_tower_f_NPmargin | output |  | -0.6063 | constraint on tower frequency such that ratio of 3P/f is above or below gamma with constraint <= 0
tcons.constr_tower_f_1Pmargin | output |  | -0.2021 | constraint on tower frequency such that ratio of 1P/f is above or below gamma with constraint <= 0
tcons.tip_deflection_ratio | output |  | 0.62681
tcons.blade_tip_tower_clearance | output | m | 10.2398
towerse.env.Px | output | N/m | [769.291207020852, 798.1685669010737, 820.268250152238, 837.4588070814473, 850.4468566375148, 860.418297876869, 867.9127814801402, 873.8033597016209, 877.9298711211298, 880.5224455291885, 881.7634688870038, 881.800037720606, 880.7525189968696, 878.1898409326058, 874.7103235268835, 870.384630073461, 865.82698174893, 860.5494373294756, 854.5955361822658, 848.0026498939823, 840.8028835448393, 833.0237983761851, 824.6889961642888, 815.8185952331057, 806.4296206144953, 795.9107764556007, 784.8818675992129, 773.3515720182027, 761.9792835817409, 750.1357459821979, 737.8244613519317]
towerse.env.Py | output | N/m | [0.0, 0.0, 0.0, 0.0, 0.0, 0.0, 0.0, 0.0, 0.0, 0.0, 0.0, 0.0, 0.0, 0.0, 0.0, 0.0, 0.0, 0.0, 0.0, 0.0, 0.0, 0.0, 0.0, 0.0, 0.0, 0.0, 0.0, 0.0, 0.0, 0.0, 0.0]
towerse.env.Pz | output | N/m | [0.0, 0.0, 0.0, 0.0, 0.0, 0.0, 0.0, 0.0, 0.0, 0.0, 0.0, 0.0, 0.0, 0.0, 0.0, 0.0, 0.0, 0.0, 0.0, 0.0, 0.0, 0.0, 0.0, 0.0, 0.0, 0.0, 0.0, 0.0, 0.0, 0.0, 0.0]
towerse.env.qdyn | output | N/m**2 | [167.55446547638007, 176.26320688160112, 183.66897249166948, 190.14602055898268, 195.92376454109598, 201.15378016900115, 205.9418468532038, 210.36493367374356, 214.4809245969694, 218.33453012910851, 221.96105753655215, 225.38891198426822, 228.64131136984747, 231.73749542665797, 234.69359902359514, 237.52329627467125, 240.2382844243317, 242.84865333025584, 245.3631717152896, 247.7895118438272, 250.13442795230108, 252.4038994708527, 254.60324710546584, 256.7372277629677, 258.81011281106436, 260.8257530862737, 262.787633270724, 264.6989176707918, 266.56248898908433, 268.38098134641376, 270.1568085539687]
towerse.env.wind.U | output | m/s | [16.539598271477, 16.96398138104648, 17.31668877674022, 17.619378040818518, 17.885064549636002, 18.12220557685509, 18.336618736809363, 18.532483722823667, 18.712908328677855, 18.880268509380358, 19.036422984890752, 19.1828542484473, 19.320764398189922, 19.4511421594936, 19.574810928733527, 19.692463958960886, 19.804690618353643, 19.911996315635633, 20.014817846103863, 20.11353536927674, 20.208481870589907, 20.299950717577765, 20.388201754554863, 20.47346626337363, 20.555951035085673, 20.63584173767786, 20.713305721477344, 20.78849437159958, 20.86154509272139, 20.932582993258503, 21.001722322140044]
towerse.env.windLoads.windLoads_Px | output | N/m | [769.291207020852, 798.1685669010737, 820.268250152238, 837.4588070814473, 850.4468566375148, 860.418297876869, 867.9127814801402, 873.8033597016209, 877.9298711211298, 880.5224455291885, 881.7634688870038, 881.800037720606, 880.7525189968696, 878.1898409326058, 874.7103235268835, 870.384630073461, 865.82698174893, 860.5494373294756, 854.5955361822658, 848.0026498939823, 840.8028835448393, 833.0237983761851, 824.6889961642888, 815.8185952331057, 806.4296206144953, 795.9107764556007, 784.8818675992129, 773.3515720182027, 761.9792835817409, 750.1357459821979, 737.8244613519317]
towerse.env.windLoads.windLoads_Py | output | N/m | [0.0, 0.0, 0.0, 0.0, 0.0, 0.0, 0.0, 0.0, 0.0, 0.0, 0.0, 0.0, 0.0, 0.0, 0.0, 0.0, 0.0, 0.0, 0.0, 0.0, 0.0, 0.0, 0.0, 0.0, 0.0, 0.0, 0.0, 0.0, 0.0, 0.0, 0.0]
towerse.env.windLoads.windLoads_Pz | output | N/m | [0.0, 0.0, 0.0, 0.0, 0.0, 0.0, 0.0, 0.0, 0.0, 0.0, 0.0, 0.0, 0.0, 0.0, 0.0, 0.0, 0.0, 0.0, 0.0, 0.0, 0.0, 0.0, 0.0, 0.0, 0.0, 0.0, 0.0, 0.0, 0.0, 0.0, 0.0]
towerse.env.windLoads.windLoads_qdyn | output | N/m**2 | [167.55446547638007, 176.26320688160112, 183.66897249166948, 190.14602055898268, 195.92376454109598, 201.15378016900115, 205.9418468532038, 210.36493367374356, 214.4809245969694, 218.33453012910851, 221.96105753655215, 225.38891198426822, 228.64131136984747, 231.73749542665797, 234.69359902359514, 237.52329627467125, 240.2382844243317, 242.84865333025584, 245.3631717152896, 247.7895118438272, 250.13442795230108, 252.4038994708527, 254.60324710546584, 256.7372277629677, 258.81011281106436, 260.8257530862737, 262.787633270724, 264.6989176707918, 266.56248898908433, 268.38098134641376, 270.1568085539687]
towerse.env.windLoads.windLoads_z | output | m | [10.0, 12.590000000000002, 15.180000000000003, 17.770000000000003, 20.360000000000003, 22.950000000000003, 25.54, 28.130000000000003, 30.720000000000006, 33.31, 35.900000000000006, 38.489999999999995, 41.08, 43.669999999999995, 46.260000000000005, 48.85, 51.44, 54.03000000000001, 56.62000000000001, 59.21000000000001, 61.8, 64.39, 66.97999999999999, 69.57, 72.16, 74.75, 77.34, 79.93, 82.52000000000001, 85.11, 87.7]
towerse.env.windLoads.windLoads_beta | output | deg | 0
towerse.g2e.Px | output | N/m | [0.0, 0.0, 0.0, 0.0, 0.0, 0.0, 0.0, 0.0, 0.0, 0.0, 0.0, 0.0, 0.0, 0.0, 0.0, 0.0, 0.0, 0.0, 0.0, 0.0, 0.0, 0.0, 0.0, 0.0, 0.0, 0.0, 0.0, 0.0, 0.0, 0.0, 0.0]
towerse.g2e.Py | output | N/m | [0.0, 0.0, 0.0, 0.0, 0.0, 0.0, 0.0, 0.0, 0.0, 0.0, 0.0, 0.0, 0.0, 0.0, 0.0, 0.0, 0.0, 0.0, 0.0, 0.0, 0.0, 0.0, 0.0, 0.0, 0.0, 0.0, 0.0, 0.0, 0.0, 0.0, 0.0]
towerse.g2e.Pz | output | N/m | [-769.291207020852, -798.1685669010737, -820.268250152238, -837.4588070814473, -850.4468566375148, -860.418297876869, -867.9127814801402, -873.8033597016209, -877.9298711211298, -880.5224455291885, -881.7634688870038, -881.800037720606, -880.7525189968696, -878.1898409326058, -874.7103235268835, -870.384630073461, -865.82698174893, -860.5494373294756, -854.5955361822658, -848.0026498939823, -840.8028835448393, -833.0237983761851, -824.6889961642888, -815.8185952331057, -806.4296206144953, -795.9107764556007, -784.8818675992129, -773.3515720182027, -761.9792835817409, -750.1357459821979, -737.8244613519317]
towerse.g2e.qdyn | output | Pa | [167.55446547638007, 176.26320688160112, 183.66897249166948, 190.14602055898268, 195.92376454109598, 201.15378016900115, 205.9418468532038, 210.36493367374356, 214.4809245969694, 218.33453012910851, 221.96105753655215, 225.38891198426822, 228.64131136984747, 231.73749542665797, 234.69359902359514, 237.52329627467125, 240.2382844243317, 242.84865333025584, 245.3631717152896, 247.7895118438272, 250.13442795230108, 252.4038994708527, 254.60324710546584, 256.7372277629677, 258.81011281106436, 260.8257530862737, 262.787633270724, 264.6989176707918, 266.56248898908433, 268.38098134641376, 270.1568085539687]
towerse.post.axial_stress | output | Pa | [[85667903.56978412], [85057621.5196693], [84368822.70061895], [86195205.50648047], [85396634.05365443], [84499076.38782018], [86073224.82529503], [84811109.41088577], [83422102.7711836], [84560055.46623957], [82827231.63810676], [80932656.09282936], [81568462.03277476], [79334209.43355706], [76890644.0101308], [76752399.95791218], [73632680.26861762], [70252038.4783887], [68995180.5931269], [64895645.51186822], [60481959.598939694], [57831561.211740956], [52583807.65222788], [47036478.14364036], [42897305.322291546], [36876927.91923727], [31121661.86507556], [27382692.542600088], [24709501.756677948], [25965737.734544188]]
towerse.post.shear_stress | output | Pa | [[3911951.2088667755], [3970956.9649560004], [4031750.8376711844], [4222186.325849149], [4291438.030900855], [4362973.781474753], [4576934.091658741], [4652800.8549802], [4731194.960017743], [4970722.481940136], [5057311.486489508], [5146932.368464727], [5420055.304165506], [5523459.764928069], [5630833.445320211], [5942668.972114924], [6058148.549571148], [6178140.153200524], [6533230.233241379], [6667790.747049213], [6807924.585593724], [7217730.284703858], [7375840.416167623], [7540916.596845328], [8021036.555826767], [8216114.296564807], [8420745.0303166], [8985805.606110394], [9211829.978949044], [9449291.813684033]]
towerse.post.hoop_stress | output | Pa | [[-20777.91874473662], [-21458.588220266967], [-21981.773754885187], [-23078.892618598886], [-23390.637691876185], [-23625.747377532847], [-24569.038497432004], [-24704.786658441953], [-24793.111964892163], [-25664.805546321295], [-25675.48513082411], [-25652.39492651625], [-26469.813960000793], [-26369.303198642727], [-26242.344044695114], [-27027.705469764907], [-26865.832642338642], [-26682.792452765792], [-27456.313359958385], [-27227.074882292414], [-26979.930402627007], [-27738.5219438401], [-27448.026204544847], [-27141.930822998744], [-27877.692468957688], [-27507.84780208148], [-27123.776260542196], [-27845.12642518245], [-27440.669819812934], [-27023.585713308792]]
towerse.post.hoop_stress_euro | output | Pa | [[0.0], [0.0], [0.0], [0.0], [0.0], [0.0], [0.0], [0.0], [0.0], [0.0], [0.0], [0.0], [0.0], [0.0], [0.0], [0.0], [0.0], [0.0], [0.0], [0.0], [0.0], [0.0], [0.0], [0.0], [0.0], [0.0], [0.0], [0.0], [0.0], [0.0]]
towerse.post.constr_stress | output |  | [[0.43720253846387774], [0.4341511063135174], [0.43070388045175223], [0.44010505873440986], [0.43611070313978284], [0.43161851679647445], [0.43976615115838025], [0.4334363326352136], [0.42646990068415963], [0.43244211414814226], [0.4237531509351421], [0.4142558392896965], [0.41774119166752904], [0.40656003220013304], [0.39433949386505146], [0.39399954450896346], [0.37841807748027273], [0.3615581818775736], [0.3557335772178287], [0.33537632561365177], [0.3135292108226622], [0.3010507670847876], [0.2753406542777977], [0.2483927034270754], [0.2294429737241403], [0.20113986753639718], [0.17490030331782033], [0.16028427751102134], [0.14968206064406808], [0.15619436017810265]]
towerse.post.constr_shell_buckling | output |  | [[0.06644101144870142], [0.06578915381971988], [0.06516471044019151], [0.06814427749242075], [0.06757795813694703], [0.0670449710190789], [0.07031538796870995], [0.0698129087739779], [0.06934630016314412], [0.07294485561995466], [0.0725362711866361], [0.07216834203141778], [0.07617807504566294], [0.07590751910277084], [0.075685985767414], [0.08017620207039244], [0.08001478942987926], [0.07990668240730284], [0.0849493874849599], [0.08494524079364467], [0.0850029150940203], [0.09072634675729119], [0.09091188445764477], [0.09117005268912513], [0.09774250750250256], [0.09821073486486286], [0.09877155008269349], [0.10637236244376307], [0.10708810779285584], [0.1079099449688806]]
towerse.post.constr_global_buckling | output |  | [[0.7073208961073187], [0.704760069786535], [0.701678143247826], [0.7202803873324694], [0.7168698109971365], [0.712790370192642], [0.730340415140874], [0.7236399671216401], [0.7160218898476566], [0.7310174934873535], [0.7210655084878341], [0.7098899017807235], [0.7220269666479777], [0.7087324283081529], [0.6937988091586568], [0.7008177316790197], [0.6804803261270875], [0.6579672474915272], [0.6567097920477285], [0.6284093800918626], [0.5973317089820769], [0.5852200158246968], [0.5469767198461647], [0.5058142121446979], [0.48140879148326987], [0.43577505035795694], [0.38985975130963835], [0.3649220804066132], [0.34308587357875087], [0.3544355519065824]]
towerse.tower.f1 | output | Hz | 0.50453
towerse.tower.f2 | output | Hz | 0.51125
towerse.tower.structural_frequencies | output | Hz | [0.5045344711157255, 0.5112463760543778, 1.5221162611603056, 2.124700071727922, 2.4448188848817924, 5.760862695504246]
towerse.tower.fore_aft_modes | output |  | [[1.0265958920185563, -0.18518953767333404, 0.5441404213144648, -0.46526555140938636, 0.07971877574965067], [117.42563076801783, -118.11923229019129, 96.3845798861828, -139.37673779025477, 44.68575942624668], [-53.29235436702991, 73.42603413934151, -3.465776654401934, 16.027079364985866, -31.694982482895373]]
towerse.tower.side_side_modes | output |  | [[1.0129598538118236, -0.1746090650059872, 0.5374828361000614, -0.45722398743959347, 0.08139036253364637], [29.71874061421078, -27.777940476025456, 22.449913043823397, -31.44063194976859, 8.049918767759486], [-50.08239966027781, 69.07625335347844, -9.253982553529227, 24.018012602616892, -32.75788374228815]]
towerse.tower.torsion_modes | output |  | [[8.755250449941391, -33.5631412350479, 60.691041811230036, -51.36275144572506, 16.47960041960149], [0.0, 0.0, 0.0, 0.0, 0.0], [0.0, 0.0, 0.0, 0.0, 0.0]]
towerse.tower.fore_aft_freqs | output | Hz | [0.5112463760543778, 2.4448188848817924, 5.9330749117633745]
towerse.tower.side_side_freqs | output | Hz | [0.5045344711157255, 2.124700071727922, 5.760862695504246]
towerse.tower.torsion_freqs | output | Hz | [10.297448342554443, 0.0, 0.0]
towerse.tower.tower_deflection | output | m | [[0.0], [0.0006063324483862407], [0.002195949496923537], [0.004774871349591377], [0.00836782860610883], [0.012992149004032285], [0.018653253450654144], [0.025375773180037395], [0.03317391718783474], [0.04204791685696114], [0.05201869458539387], [0.06309595981808547], [0.07527459139960045], [0.08857148060655926], [0.1029912767098623], [0.11852298035220601], [0.13517673422496695], [0.1529455513992304], [0.1718043711951915], [0.19174900711058065], [0.21275556797609033], [0.23478122386536537], [0.25780151468761286], [0.28176734212442955], [0.30660943630862103], [0.33227219731812396], [0.35866930222670984], [0.38569322021774954], [0.4132389596729978], [0.4411592606445765], [0.4692847636460655]]
towerse.tower.top_deflection | output | m | 0.46928
towerse.tower.tower_Fz | output | N | [[-4026475.7703797673], [-3910668.7922424837], [-3796365.3078046013], [-3686919.107403263], [-3579008.573430181], [-3472640.7364643547], [-3370960.2646675673], [-3270727.3519144505], [-3171946.226215652], [-3077649.6495588874], [-2984765.107347947], [-2893295.521247862], [-2806160.257969909], [-2720452.248452293], [-2636173.7528715483], [-2556044.8729324047], [-2477248.8040409777], [-2399787.330046348], [-2326267.816674191], [-2254039.4528105343], [-2183103.7652124986], [-2115928.5381744206], [-2050002.1066892315], [-1985325.8157792632], [-1924251.4778249373], [-1864430.1506802621], [-1805863.1376200505], [-1750710.4491013098], [-1696720.797540902], [-1643895.3805379441]]
towerse.tower.tower_Vx | output | N | [[1147451.0688881995], [1147472.7983317003], [1147494.0826244801], [1147513.0081121363], [1147533.3343829587], [1147553.1471462622], [1147568.7699207515], [1147587.5915138125], [1147605.8017108887], [1147617.9843802005], [1147634.969494149], [1147651.2442875952], [1147659.7496619523], [1147674.4956074655], [1147688.4237735718], [1147693.1998176873], [1147705.6607949883], [1147717.1486881077], [1147718.0381445587], [1147727.5964382738], [1147736.0070212781], [1147732.6999190003], [1147738.8191488087], [1147743.5744052231], [1147735.6932800561], [1147737.4756115675], [1147737.6240436882], [1147724.9700311124], [1147721.995442897], [1147717.0300756544]]
towerse.tower.tower_Vy | output | N | [[7194.287652221625], [7192.374230173649], [7190.426574026002], [7188.613330283668], [7186.5931150713], [7184.534201884642], [7182.784151909873], [7180.631924879737], [7178.437634399161], [7176.751807227731], [7174.458330644295], [7172.117237458006], [7170.50520150736], [7168.060908649117], [7165.560237485915], [7164.006241342053], [7161.347138095647], [7158.625017464161], [7157.123533573002], [7154.240001644939], [7151.283246465027], [7149.841333895922], [7146.6926942281425], [7143.458196178079], [7142.087698176503], [7138.659009139985], [7135.124721094966], [7133.782396920025], [7129.915542963892], [7125.926283266395]]
towerse.tower.tower_Mxx | output | N*m | [[7563950.422554348], [7582072.676272565], [7599858.02144458], [7617305.85496521], [7634414.052614003], [7651186.681807078], [7667621.84019313], [7683715.7442970425], [7699472.73655045], [7714890.273215741], [7729962.496394761], [7744693.221900724], [7759078.211140975], [7773108.165741086], [7786785.083686911], [7800102.106565237], [7813046.926553085], [7825621.396018431], [7837816.893371373], [7849617.236004308], [7861022.654952988], [7872021.106170133], [7882591.12219432], [7892730.594970271], [7902422.405546933], [7911636.789029881], [7920366.0759572685], [7928585.178123787], [7936255.728923738], [7943366.885532334]]
towerse.tower.tower_Myy | output | N*m | [[85924944.72450985], [82946701.84596542], [79964789.49277177], [76979338.15635875], [73990494.18936178], [70998455.76956743], [68003351.58828771], [65005324.12771964], [62004579.18273908], [59001252.66164535], [55995483.1623677], [52987478.35461378], [49977376.62570596], [46965309.032277465], [43951480.378454566], [40936032.810910344], [37919102.33089256], [34900906.47505462], [31881603.348581076], [28861337.76768148], [25840336.81722963], [22818775.614774764], [19796814.60079658], [16774696.208327115], [13752620.831900358], [10730774.2593984], [7709420.278654516], [4688799.644506156], [1669149.6424663067], [-1349221.2697505355]]
towerse.tower.tower_Mzz | output | N*m | [[747960.4745472241], [747959.4649656106], [747958.4522072087], [747959.4342140632], [747958.4785689401], [747957.5217611153], [747958.5608135132], [747957.5942137633], [747956.6263874406], [747957.709406721], [747956.7695995402], [747955.8295853178], [747957.0050555875], [747956.1374624505], [747955.2723550721], [747956.5423428525], [747955.6772176403], [747954.8148294335], [747956.1706551382], [747955.3523729531], [747954.5388799709], [747956.0213959991], [747955.2599694607], [747954.5059846466], [747956.1666568832], [747955.5246879628], [747954.8963048027], [747956.758382146], [747956.1598119374], [747955.5772777761]]
towerse.tower.turbine_F | output | N | [[1147437.3699665377], [7195.225060331053], [-4143771.2591959233]]
towerse.tower.turbine_M | output | N*m | [[7545485.909651774], [88899309.38938132], [747893.3122147175]]
towerse.turbine_mass | output | kg | 431120.8345
towerse.turbine_center_of_mass | output | m | [-1.3171578672208162, -0.048690089462651714, 57.02459407233489]
towerse.turbine_I_base | output | kg*m**2 | [1839051664.050459, 1827652542.335894, 26518832.237755105, -16.111911623105698, -159979.4595859406, 19783.82516076196]
rotorse.ccblade.CP | output |  | 0.47251 | Rotor power coefficient
rotorse.ccblade.CM | output |  | 0.16541 | Blade flapwise moment coefficient
rotorse.ccblade.local_airfoil_velocities | output | m/s | [4.344277595133642, 4.852145699567159, 5.184568084086049, 5.848585387945704, 6.74126188114284, 7.766207771595051, 8.837947215793763, 9.873549851097545, 10.93000296924098, 12.008154266961458, 13.101886693052547, 14.208400943642813, 15.322161148208346, 16.445032093214287, 17.575094069265653, 18.710497002432703, 19.851562068691187, 20.99403537026574, 22.141781402780836, 23.297458065509574, 24.457459416855112, 25.614472854437956, 26.773671855836387, 27.934207924113714, 29.095583092887296, 30.256638164285295, 31.416522733346376, 32.57292018033327, 33.745897599647556, 34.54309320881031] | Local relative velocities for the airfoils
rotorse.ccblade.P | output | W | 0 | Rotor aerodynamic power
rotorse.ccblade.T | output | N*m | 0 | Rotor aerodynamic thrust
rotorse.ccblade.Q | output | N*m | 0 | Rotor aerodynamic torque
rotorse.ccblade.M | output | N*m | 0 | Blade root flapwise moment
rotorse.ccblade.a | output |  | [0.13766769668252807, 0.07508465716069296, 0.14433975968847143, 0.21201625459979753, 0.25108517998424873, 0.25139701185962426, 0.2617576396158116, 0.2676783012309969, 0.2616948437381913, 0.25278251148929815, 0.24660129361219907, 0.2436138694453656, 0.24974543185792283, 0.25714062114963976, 0.26480145058702936, 0.2723774246291428, 0.27778966713090936, 0.28694770222421445, 0.2890350015412232, 0.28086025812297705, 0.27137108364272666, 0.27393148537624745, 0.27655286865523676, 0.28072269188352633, 0.28730752313855246, 0.29923647129297254, 0.318315909869198, 0.3496737194594542, 0.3396815027099762, 0.5009942606737632] | Axial induction along blade span
rotorse.ccblade.ap | output |  | [-0.13766769668252818, -0.05028777379272314, 0.04285082543586269, 0.08487142947394291, 0.08410553356309769, 0.07756396782886557, 0.07036252417266971, 0.0565165238924628, 0.044453973691536364, 0.03525880097095452, 0.028702415951191742, 0.02398128191356377, 0.02084833893888346, 0.01842562617643771, 0.01644298824668316, 0.014753132840737291, 0.013259831930197247, 0.012024092230873416, 0.010759576100735219, 0.00955249838921078, 0.008551718149048338, 0.007840177417918771, 0.007224268012931147, 0.006705974292554334, 0.006275774525909763, 0.0059448719611442675, 0.005697121897535848, 0.00552100556162756, 0.005103719445270652, 0.005784718463769096] | Tangential induction along blade span
rotorse.ccblade.alpha | output | deg | [63.46808099253452, 54.28424505884041, 38.946436344557696, 26.62323755629986, 18.840230397515278, 14.30658475135453, 11.528346281870498, 9.894574013982666, 8.722198247043027, 7.871342717927426, 7.14404522770053, 6.556448436476739, 5.987245737941603, 5.56263143636862, 5.2766930998300845, 5.079949717741596, 4.984913627678186, 4.914711015067299, 5.004807655773629, 5.244585980509436, 5.498190037038831, 5.547433492178798, 5.5757320883036545, 5.626181860901039, 5.678702087400948, 5.710498307510851, 5.695252934371668, 5.573093019117092, 5.7184004582732, 4.2202366444169] | Angles of attack along blade span
rotorse.ccblade.cl | output |  | [-8.803859534783931e-17, 0.07285474950835544, 0.9949358408686966, 1.7569236524902765, 1.8870865076361416, 1.7195646359267998, 1.6176654967613402, 1.504712952710959, 1.3969902371178844, 1.2969474536351746, 1.2138932714979738, 1.1533357138740428, 1.1315772163246878, 1.1197483856396748, 1.1142171777870402, 1.1109406784252236, 1.1045387802808682, 1.1106335981740199, 1.1034993498405479, 1.0759422120701154, 1.0471045596011141, 1.0490728676153394, 1.0514132543297605, 1.0555712484293753, 1.0598803073086793, 1.0624793338047485, 1.0612340903755653, 1.0511952394413357, 1.0631241186358527, 0.9328785745984446] | Lift coefficients along blade span
rotorse.ccblade.cd | output |  | [0.5, 0.5644599872661623, 0.8825796236132788, 0.6665573345316785, 0.3988675799753669, 0.15895881166342662, 0.03178858696515003, 0.013578963546261386, 0.010583155802305755, 0.01093318326333016, 0.010742102219481648, 0.010000821526499797, 0.009076888670186085, 0.007785398241208337, 0.006742211531916856, 0.006331704800441233, 0.006058748191715844, 0.006839213435163399, 0.008236305287317523, 0.008123227621318759, 0.006888874755392807, 0.0069625397267875245, 0.006903319747959199, 0.006797899459996373, 0.006688614027343099, 0.006622807657730307, 0.006654320269235413, 0.0069088411058963245, 0.006606504994330189, 0.00893529262325817] | Drag coefficients along blade span
rotorse.ccblade.cl_n_opt | output |  | [-8.803859534783931e-17, 0.07285474950835542, 0.9949358408686966, 1.7569236524902765, 1.8870865076361416, 1.7195646359267998, 1.6176654967613402, 1.504712952710959, 1.3969902371178844, 1.2969474536351746, 1.2138932714979738, 1.1533357138740428, 1.1315772163246878, 1.1197483856396748, 1.1142171777870402, 1.1109406784252236, 1.1045387802808682, 1.1106335981740199, 1.1034993498405479, 1.0759422120701154, 1.0471045596011141, 1.0490728676153394, 1.0514132543297605, 1.0555712484293753, 1.0598803073086793, 1.0624793338047485, 1.0612340903755653, 1.0511952394413357, 1.0631241186358527, 0.9328785745984446] | Lift coefficients along blade span
rotorse.ccblade.cd_n_opt | output |  | [0.5, 0.5644599872661623, 0.8825796236132788, 0.6665573345316785, 0.3988675799753669, 0.15895881166342662, 0.03178858696515003, 0.013578963546261404, 0.010583155802305755, 0.01093318326333016, 0.010742102219481648, 0.010000821526499795, 0.009076888670186085, 0.007785398241208337, 0.0067422115319168575, 0.006331704800441233, 0.006058748191715846, 0.006839213435163403, 0.008236305287317523, 0.008123227621318759, 0.006888874755392807, 0.0069625397267875245, 0.006903319747959199, 0.006797899459996373, 0.006688614027343099, 0.006622807657730307, 0.006654320269235413, 0.006908841105896324, 0.006606504994330189, 0.00893529262325817] | Drag coefficients along blade span
rotorse.ccblade.Px_b | output | N/m | [20.78144040984935, 30.38583151745169, 91.75880451343161, 171.293852162158, 245.97036211534166, 299.8492319660194, 363.46989734076374, 425.56061854127677, 475.9273441166163, 520.9073764512101, 567.5044025919901, 617.916323460542, 684.7061994952793, 755.8648576070688, 829.635505393061, 905.2170922571989, 977.9195013867948, 1060.2826275260404, 1127.8061519763512, 1169.3572208938203, 1202.5006212772794, 1265.4713302651508, 1324.4475428641274, 1380.6705329538966, 1431.3992199043203, 1476.0192191631518, 1499.8112609683512, 1472.3644799649633, 1157.596055276537, 991.8363405019908] | Distributed loads in blade-aligned x-direction
rotorse.ccblade.Py_b | output | N/m | [4.883396468806699, 8.172139154534168, -17.303351283356083, -59.500184933637556, -90.5651019183978, -123.00823081489942, -152.32717968600014, -160.61403742823745, -162.91252457866088, -162.8808307779264, -162.98813416118134, -163.77611248087567, -166.70612967230892, -170.06299244087157, -173.22080129322535, -175.73514182578631, -177.6267733748675, -178.85464622828755, -178.22956432155598, -177.54808475571357, -177.43997156454842, -177.47810159102613, -177.04355049668413, -175.91115552685585, -173.5109421941782, -169.04063577250298, -160.50290071591652, -143.9787182176208, -111.43509833085176, -65.48585852872384] | Distributed loads in blade-aligned y-direction
rotorse.ccblade.Pz_b | output | N/m | [0.0, 0.0, 0.0, 0.0, 0.0, 0.0, 0.0, 0.0, 0.0, 0.0, 0.0, 0.0, 0.0, 0.0, 0.0, 0.0, 0.0, 0.0, 0.0, 0.0, 0.0, 0.0, 0.0, 0.0, 0.0, 0.0, 0.0, 0.0, 0.0, 0.0] | Distributed loads in blade-aligned z-direction
rotorse.ccblade.Px_af | output | N/m | [19.099303378859844, 27.688764017737864, 93.27776425509323, 180.39014100552026, 260.21204049589323, 320.0872116550584, 387.62122527003, 448.78248968476197, 497.78417605265236, 541.2475198815072, 586.4889076816802, 635.6802769039016, 701.431079390535, 771.6150639707965, 844.3906434258005, 918.9460311626582, 990.6198752441231, 1071.8555075429977, 1138.1608122161454, 1178.590440509674, 1210.6692454688607, 1272.6630761216718, 1330.7297401540304, 1385.976981931575, 1435.672828811183, 1479.1872304091964, 1501.8383738184034, 1473.3069343409925, 1157.8577490154132, 991.9557951742513] | Distributed loads in airfoil x-direction
rotorse.ccblade.Py_af | output | N/m | [9.535850094351641, 14.94707203896656, 4.282857333676908, -18.473029629620463, -31.514293671375576, -50.84057133543175, -71.15983181653098, -74.11468157241076, -72.51373396861398, -70.18391623661104, -68.24324146012215, -67.48172622066285, -67.88191336887074, -69.73734592484773, -72.83515019843978, -76.41345429638811, -80.93259283800009, -85.52196010799142, -91.11783343254275, -99.21797214292255, -108.50191591363833, -115.086310845072, -121.09529817826434, -127.5290584997536, -133.6162505726881, -138.60955694230873, -140.27294319359146, -133.9914563874584, -108.68229559945088, -63.65080068501782] | Distributed loads in airfoil y-direction
rotorse.ccblade.Pz_af | output | N/m | [0.0, 0.0, 0.0, 0.0, 0.0, 0.0, 0.0, 0.0, 0.0, 0.0, 0.0, 0.0, 0.0, 0.0, 0.0, 0.0, 0.0, 0.0, 0.0, 0.0, 0.0, 0.0, 0.0, 0.0, 0.0, 0.0, 0.0, 0.0, 0.0, 0.0] | Distributed loads in airfoil z-direction
rotorse.ccblade.LiftF | output | N/m | [-4.440892098500626e-15, 4.027845155078149, 69.85310732780417, 169.54200236803598, 256.4475147344524, 322.7236879979638, 394.022820888644, 454.8426772772714, 503.02366320274496, 545.7595562808199, 590.4227976831443, 639.2280299403238, 704.6854343834459, 774.7413042989759, 847.510600426336, 922.1025997921236, 993.9054777576293, 1075.2415512228924, 1141.7704981031584, 1182.7256223474287, 1215.4952654215433, 1277.82793876847, 1336.1993654849368, 1391.8029729687155, 1441.8484594420395, 1485.638487277535, 1508.3453014429074, 1479.35543363218, 1162.924839909707, 993.9502446637723] | Distributed lift force
rotorse.ccblade.DragF | output | N/m | [21.34750164725777, 31.206715283328755, 61.964728418832344, 64.32235403594296, 54.204510062954185, 29.83300125391655, 7.742904038658793, 4.104631466689028, 3.810748034219813, 4.600717808425884, 5.22482675729637, 5.542883451251015, 5.652598110958195, 5.386629411780774, 5.1283500717203765, 5.255439440636252, 5.451889171848961, 6.621271385324434, 8.521953720941525, 8.929428863478677, 7.996713004909168, 8.480752922242885, 8.773155016809056, 8.963238334165766, 9.099110309555272, 9.260507604347112, 9.457868724180798, 9.72286711985197, 7.226690306633628, 9.520248970079251] | Distributed drag force
rotorse.ccblade.L_n_opt | output | N/m | [-4.440892098500626e-15, 4.027845155078148, 69.85310732780417, 169.54200236803598, 256.4475147344524, 322.7236879979638, 394.022820888644, 454.8426772772713, 503.02366320274496, 545.7595562808199, 590.4227976831443, 639.228029940324, 704.6854343834459, 774.7413042989759, 847.5106004263359, 922.1025997921236, 993.9054777576296, 1075.2415512228927, 1141.7704981031586, 1182.7256223474285, 1215.4952654215433, 1277.82793876847, 1336.1993654849368, 1391.8029729687153, 1441.8484594420395, 1485.638487277535, 1508.3453014429074, 1479.355433632179, 1162.924839909707, 993.9502446637723] | Distributed lift force
rotorse.ccblade.D_n_opt | output | N/m | [21.34750164725777, 31.206715283328755, 61.964728418832344, 64.32235403594296, 54.204510062954185, 29.83300125391655, 7.742904038658793, 4.104631466689032, 3.810748034219813, 4.600717808425884, 5.22482675729637, 5.542883451251015, 5.652598110958195, 5.386629411780774, 5.1283500717203765, 5.255439440636252, 5.451889171848965, 6.62127138532444, 8.521953720941527, 8.929428863478675, 7.996713004909168, 8.480752922242885, 8.773155016809056, 8.963238334165766, 9.099110309555272, 9.260507604347112, 9.457868724180798, 9.72286711985196, 7.226690306633628, 9.520248970079251] | Distributed drag force
rotorse.rc.sect_perimeter | output | m | [11.125965083240962, 11.177201317367295, 11.205804285783916, 10.707289650367631, 10.420653657305758, 10.343591472581064, 10.303429138158965, 10.217366133736043, 9.92137100148788, 9.60945220620461, 9.332261368116667, 9.035278934372666, 8.713590405256207, 8.387788374809372, 8.060485546190089, 7.750673563640089, 7.456180329741591, 7.164824616153153, 6.873328945269719, 6.581768647592529, 6.303130604554114, 6.039087572083429, 5.7760132922498615, 5.512938766535977, 5.249864540864015, 4.995994820498419, 4.715596235648202, 4.3480552733135065, 3.1521413277577657, 2.9338129390462124] | Perimeter of the section along the blade span
rotorse.rc.layer_volume | output | m**3 | [0.02400462179118142, 1.353860669022632, 1.6415218016967128, 1.3745450253127975, 1.3745450253127973, 0.10216862536087482, 0.10216862536087484, 5.383247291145882, 4.729718321634982, 2.5248912464377544, 1.353860669022632, 0.14759654596671662, 2.951930919334332, 0.14759654596671662, 0.13348027236961643, 2.6696054473923283, 0.13348027236961643] | Volumes of each layer used in the blade, ignoring the scrap factor
rotorse.rc.mat_volume | output | m**3 | [0.02400462179118142, 0.20433725072174966, 4.349243139741977, 0.5621536366726662, 0.0, 0.0, 0.0, 18.25939322594528, 2.749090050625595, 0.0, 0.0, 0.0] | Volumes of each material used in the blade, ignoring the scrap factor. For laminates, this is the wet volume
rotorse.rc.mat_mass | output | kg | [29.645707912109053, 392.3275213857593, 8046.0998085226565, 1000.6334732773457, 0.0, 0.0, 0.0, 3651.8786451890564, 3353.889861763226, 0.0, 0.0, 194.832] | Masses of each material used in the blade, ignoring the scrap factor. For laminates, this is the wet mass.
rotorse.rc.mat_cost | output | USD | [214.33846820454846, 527.5762338048573, 15612.883028265473, 1905.1192900755043, 0.0, 0.0, 0.0, 47474.42238745774, 15987.015986715, 21358.317531001994, 0.0, 1753.4879999999998] | Costs of each material used in the blade, ignoring the scrap factor. For laminates, this is the cost of the dry fabric.
rotorse.rc.mat_cost_scrap | output | USD | [267.9230852556856, 553.9550454951002, 17954.81548250529, 2190.88718358683, 0.0, 0.0, 0.0, 56969.306864949285, 16786.36678605075, 21358.317531001994, 0.0, 1753.4879999999998] | Same as mat_cost, now including the scrap factor.
rotorse.rc.total_labor_hours | output | h | 1151.4042 | Total amount of labor hours per blade.
rotorse.rc.total_skin_mold_gating_ct | output | h | 23.9999 | Total amount of gating cycle time per blade. This is the cycle time required in the main mold that cannot be parallelized unless the number of molds is increased.
rotorse.rc.total_non_gating_ct | output | h | 144.8098 | Total amount of non-gating cycle time per blade. This cycle time can happen in parallel.
rotorse.rc.total_metallic_parts_cost | output | USD | 5357.3674 | Cost of the metallic parts (bolts, nuts, lightining protection system), excluding the blade joint.
rotorse.rc.total_consumable_cost_w_waste | output | USD | 7726.7841 | Cost of the consumables including the waste.
rotorse.rc.total_blade_mat_cost_w_waste | output | USD | 130919.2115 | Total blade material costs including the waste per blade.
rotorse.rc.total_cost_labor | output | USD | 68051.4532 | Total labor costs per blade.
rotorse.rc.total_cost_utility | output | USD | 953.211 | Total utility costs per blade.
rotorse.rc.blade_variable_cost | output | USD | 199923.8756 | Total blade variable costs per blade (material, labor, utility).
rotorse.rc.total_cost_equipment | output | USD | 4112.3243 | Total equipment cost per blade.
rotorse.rc.total_cost_tooling | output | USD | 14221.58 | Total tooling cost per blade.
rotorse.rc.total_cost_building | output | USD | 868.7168 | Total builting cost per blade.
rotorse.rc.total_maintenance_cost | output | USD | 4962.8427 | Total maintenance cost per blade.
rotorse.rc.total_labor_overhead | output | USD | 20415.436 | Total labor overhead cost per blade.
rotorse.rc.cost_capital | output | USD | 11142.071 | Cost of capital per blade.
rotorse.rc.blade_fixed_cost | output | USD | 55722.9708 | Total blade fixed cost per blade (equipment, tooling, building, maintenance, labor, capital).
rotorse.rc.total_blade_cost | output | USD | 255646.8464 | Total blade cost (variable and fixed)
rotorse.re.precomp.z | output | m | [1.5, 3.620689655172414, 5.741379310344827, 7.862068965517241, 9.982758620689655, 12.10344827586207, 14.224137931034482, 16.344827586206897, 18.46551724137931, 20.586206896551726, 22.70689655172414, 24.827586206896548, 26.948275862068964, 29.06896551724138, 31.189655172413794, 33.310344827586206, 35.43103448275861, 37.551724137931025, 39.672413793103445, 41.793103448275865, 43.91379310344828, 46.03448275862069, 48.1551724137931, 50.27586206896552, 52.39655172413793, 54.51724137931034, 56.63793103448276, 58.75862068965517, 60.87931034482758, 63.0] | locations of properties along beam
rotorse.re.Tw_iner | output | deg | [12.9181391323923, 10.989616642663865, -26.648489152156873, 39.18297816101531, 21.32199960150197, 18.85067017273209, 17.33329943945624, 16.0165038537471, 15.11438160540839, 14.288017954268575, 13.486613584521816, 12.564600391217832, 11.459224223400078, 10.327478085408117, 9.218272007006712, 8.17780972058079, 7.206781796140708, 6.272868272088384, 5.346891446649663, 4.42339522558703, 3.702377233548549, 3.24886150870718, 2.843748614803766, 2.4269015032711243, 2.0095988933360833, 1.584710684523058, 1.1657543258751177, 0.7724541821037091, 0.46121328304208814, 0.44667263801086554] | Orientation of the section principal inertia axes with respect the blade reference plane
rotorse.re.x_tc | output | m | [6.6584928256528316e-06, 0.0034826940597553315, 0.028895338330521488, 0.007218547349425921, -0.04088529313146008, -0.0738621350437631, -0.09062530663281293, -0.0899975570976415, -0.08144912930575683, -0.07233800357268808, -0.06205216584198417, -0.04638512261807888, -0.02110255514697899, 0.005122448281416752, 0.023680561950771076, 0.03861460450231374, 0.051629288537848185, 0.0627550630365188, 0.07242577964342425, 0.08004737396164288, 0.08217488297640085, 0.07905459866717848, 0.07547935132558357, 0.07184622510250459, 0.06813796189267889, 0.06443915907940856, 0.06023308631698033, 0.05463931559587129, 0.0383249211359227, 0.03202827203936856] | X-coordinate of the tension-center offset with respect to the XR-YR axes
rotorse.re.y_tc | output | m | [0.008616169887631645, 0.045928740762429004, 0.06549919278657186, 0.0558991623406815, 0.08858484545988923, 0.12573311815541313, 0.13527441933730164, 0.13902629128535798, 0.13608093906852994, 0.13167325192040266, 0.12762414054402624, 0.12243945737234853, 0.11482944751859339, 0.10653286070508276, 0.09741731330203139, 0.08797009936565064, 0.07862099530765092, 0.06973321275011167, 0.06151764881977284, 0.05382261159026318, 0.048310107187598005, 0.04561235675866011, 0.045218760677247866, 0.045496260343936806, 0.04667436314157221, 0.04940714302501367, 0.05395756174467946, 0.06072682059804342, 0.052853067799128364, 0.10464224006074264] | Chordwise offset of the section tension-center with respect to the XR-YR axes
rotorse.re.x_sc | output | m | [9.851306493048258e-06, 0.0034612252953311025, 0.028372814222386248, 0.005756018001329444, -0.042408583240275737, -0.07498524738450851, -0.0915895839257552, -0.09080902325270307, -0.08211090960207815, -0.0727972689457785, -0.062424810862115085, -0.04666503369320342, -0.021284997275573165, 0.005009680750558441, 0.023602585336088534, 0.038549332403878415, 0.05157302710220075, 0.06274145911145644, 0.07239105919528167, 0.08003085778898239, 0.08214770764085999, 0.0790294895616999, 0.0754560268324962, 0.07182411392440745, 0.06811606529179438, 0.0644154285069701, 0.0602052602196236, 0.05460384964202162, 0.03832932505509519, 0.031918045056852404] | X-coordinate of the shear-center offset with respect to the XR-YR axes
rotorse.re.y_sc | output | m | [-0.00013850309725649357, 0.0322474223515879, 0.05420175763037379, 0.046158527173464026, 0.08178690657795046, 0.12050150494671441, 0.13118775926281706, 0.1357258049301867, 0.13331194450752148, 0.132210875974447, 0.12828548555421881, 0.12318550848960497, 0.11560232234474499, 0.10729648029037954, 0.09815134679466901, 0.08866756070749116, 0.07927470912942829, 0.06929965961582513, 0.0620579593568906, 0.053957984991196285, 0.04869452467806362, 0.0460184745933291, 0.04565797986772606, 0.045985275636715436, 0.04723824488825506, 0.050094092755306484, 0.05484559485631358, 0.061961058574745216, 0.0541888724594284, 0.10974534086109941] | Chordwise offset of the section shear-center with respect to the reference frame, XR-YR
rotorse.re.x_cg | output | m | [-2.0241368889105848e-06, -0.0034603331434839594, 0.02522151823992028, 0.014248735079976954, -0.0023988389503061675, -0.023760919479140392, -0.03521584173616079, -0.034812585117185234, -0.029596610585146434, -0.02406261035653496, -0.017657368293781714, -0.00904142438720059, 0.005189448726585291, 0.02329091821731961, 0.036341961035274525, 0.0471701625451387, 0.05651652255043091, 0.06412246008494885, 0.07021882077518479, 0.07392921290754888, 0.0744814274507424, 0.07155030547876759, 0.06823557719765083, 0.06484567426121146, 0.06137658170389718, 0.057918173012942095, 0.05403524330967194, 0.04901251567109632, 0.035225818078505146, 0.031545405284560006] | X-coordinate of the center-of-mass offset with respect to the XR-YR axes
rotorse.re.y_cg | output | m | [0.03192341884786206, 0.10027586276663242, 0.1515294454750995, 0.27268790106762286, 0.34272930941468005, 0.4486282136118487, 0.4671814202693918, 0.47571358204570313, 0.4669809096101118, 0.45427464105157334, 0.4429247868798442, 0.4123136234023843, 0.3581484556695158, 0.3427616528679197, 0.32452226348670116, 0.3049747300638439, 0.28511582477662056, 0.26538923777746115, 0.24645258394203687, 0.17715243617417348, 0.14229688401521262, 0.13260208151913988, 0.1270284294144979, 0.12342089272227118, 0.12181209866579351, 0.12269169284575615, 0.12509584277924085, 0.12714149406211953, 0.09407905084535767, 0.10331834077924687] | Chordwise offset of the section center of mass with respect to the XR-YR axes
rotorse.re.precomp.flap_iner | output | kg/m | [1892.9163890687382, 1146.6924940261451, 765.3391878011414, 382.5581102696859, 199.16170747582782, 121.68201073563222, 100.93637248714126, 88.3720475543368, 75.10622572886297, 64.37091067387948, 55.779426712173574, 47.25006083018138, 38.341506388903966, 31.048684468902152, 25.282769537721123, 20.6010131295983, 16.732662421974226, 13.491982561771714, 10.66799328956317, 8.003278917600156, 6.2778322694401965, 5.352763410251562, 4.532769608873398, 3.77869409023344, 3.092636474769975, 2.4886031284671652, 1.9177101540831174, 1.3416182406762402, 0.4247375616495761, 0.26322990252515854] | Section flap inertia about the Y_G axis per unit length.
rotorse.re.precomp.edge_iner | output | kg/m | [1815.4651351443722, 1075.4092454976826, 697.8292690970341, 492.29707784918367, 439.5646225146187, 424.88636798792214, 429.3643834171743, 424.8943305136035, 393.4846504125836, 360.6652860486531, 333.1393252969128, 299.31797477073565, 258.4250892022325, 230.22467078367976, 202.45976523713034, 177.21860665305073, 154.5279533329971, 133.82136185658703, 115.0105551261497, 90.7440368785222, 75.00015047707937, 64.89780285754208, 56.42554799348672, 48.89049005244878, 42.18253397689533, 36.41168098047575, 30.750470089821945, 24.275613204014167, 7.831358470928062, 6.04563261887467] | Section lag inertia about the X_G axis per unit length
rotorse.blade_mass | output | kg | 16419.8667 | mass of one blade
rotorse.blade_moment_of_inertia | output | kg*m**2 | 11863605.2017 | mass moment of inertia of blade about hub
rotorse.mass_all_blades | output | kg | 49259.6001 | mass of all blades
rotorse.I_all_blades | output | kg*m**2 | [35590815.60501075, 17795407.802505374, 17795407.802505374, 0.0, 0.0, 0.0] | mass moments of inertia of all blades in hub c.s. order:Ixx, Iyy, Izz, Ixy, Ixz, Iyz
rotorse.re.sc_ss_mats | output |  | [[1.0, 0.0, 1.0, 0.0, 0.0, 0.0, 0.0, 0.0, 1.0, 0.0, 0.0, 0.0], [1.0, 0.0, 1.0, 0.0, 0.0, 0.0, 0.0, 0.0, 1.0, 0.0, 0.0, 0.0], [1.0, 0.0, 1.0, 0.0, 0.0, 0.0, 0.0, 0.0, 1.0, 0.0, 0.0, 0.0], [1.0, 0.0, 1.0, 0.0, 0.0, 0.0, 0.0, 0.0, 1.0, 0.0, 0.0, 0.0], [1.0, 0.0, 1.0, 0.0, 0.0, 0.0, 0.0, 0.0, 1.0, 0.0, 0.0, 0.0], [1.0, 0.0, 1.0, 0.0, 0.0, 0.0, 0.0, 0.0, 1.0, 0.0, 0.0, 0.0], [1.0, 0.0, 1.0, 0.0, 0.0, 0.0, 0.0, 0.0, 1.0, 0.0, 0.0, 0.0], [1.0, 0.0, 1.0, 0.0, 0.0, 0.0, 0.0, 0.0, 1.0, 0.0, 0.0, 0.0], [1.0, 0.0, 1.0, 0.0, 0.0, 0.0, 0.0, 0.0, 1.0, 0.0, 0.0, 0.0], [1.0, 0.0, 1.0, 0.0, 0.0, 0.0, 0.0, 0.0, 1.0, 0.0, 0.0, 0.0], [1.0, 0.0, 1.0, 0.0, 0.0, 0.0, 0.0, 0.0, 1.0, 0.0, 0.0, 0.0], [1.0, 0.0, 1.0, 0.0, 0.0, 0.0, 0.0, 0.0, 1.0, 0.0, 0.0, 0.0], [1.0, 0.0, 1.0, 0.0, 0.0, 0.0, 0.0, 0.0, 1.0, 0.0, 0.0, 0.0], [1.0, 0.0, 1.0, 0.0, 0.0, 0.0, 0.0, 0.0, 1.0, 0.0, 0.0, 0.0], [1.0, 0.0, 1.0, 0.0, 0.0, 0.0, 0.0, 0.0, 1.0, 0.0, 0.0, 0.0], [1.0, 0.0, 1.0, 0.0, 0.0, 0.0, 0.0, 0.0, 1.0, 0.0, 0.0, 0.0], [1.0, 0.0, 1.0, 0.0, 0.0, 0.0, 0.0, 0.0, 1.0, 0.0, 0.0, 0.0], [1.0, 0.0, 1.0, 0.0, 0.0, 0.0, 0.0, 0.0, 1.0, 0.0, 0.0, 0.0], [1.0, 0.0, 1.0, 0.0, 0.0, 0.0, 0.0, 0.0, 1.0, 0.0, 0.0, 0.0], [1.0, 0.0, 1.0, 0.0, 0.0, 0.0, 0.0, 0.0, 1.0, 0.0, 0.0, 0.0], [1.0, 0.0, 1.0, 0.0, 0.0, 0.0, 0.0, 0.0, 1.0, 0.0, 0.0, 0.0], [1.0, 0.0, 1.0, 0.0, 0.0, 0.0, 0.0, 0.0, 1.0, 0.0, 0.0, 0.0], [1.0, 0.0, 1.0, 0.0, 0.0, 0.0, 0.0, 0.0, 1.0, 0.0, 0.0, 0.0], [1.0, 0.0, 1.0, 0.0, 0.0, 0.0, 0.0, 0.0, 1.0, 0.0, 0.0, 0.0], [1.0, 0.0, 1.0, 0.0, 0.0, 0.0, 0.0, 0.0, 1.0, 0.0, 0.0, 0.0], [1.0, 0.0, 1.0, 0.0, 0.0, 0.0, 0.0, 0.0, 1.0, 0.0, 0.0, 0.0], [1.0, 0.0, 1.0, 0.0, 0.0, 0.0, 0.0, 0.0, 1.0, 0.0, 0.0, 0.0], [1.0, 0.0, 1.0, 0.0, 0.0, 0.0, 0.0, 0.0, 1.0, 0.0, 0.0, 0.0], [1.0, 0.0, 1.0, 0.0, 0.0, 0.0, 0.0, 0.0, 1.0, 0.0, 0.0, 0.0], [1.0, 0.0, 1.0, 0.0, 0.0, 0.0, 0.0, 0.0, 1.0, 0.0, 0.0, 0.0]] | spar cap, suction side, boolean of materials in each composite layer spanwise, passed as floats for differentiablity, used for Fatigue Analysis
rotorse.re.sc_ps_mats | output |  | [[1.0, 0.0, 1.0, 0.0, 0.0, 0.0, 0.0, 0.0, 1.0, 0.0, 0.0, 0.0], [1.0, 0.0, 1.0, 0.0, 0.0, 0.0, 0.0, 0.0, 1.0, 0.0, 0.0, 0.0], [1.0, 0.0, 1.0, 0.0, 0.0, 0.0, 0.0, 0.0, 1.0, 0.0, 0.0, 0.0], [1.0, 0.0, 1.0, 0.0, 0.0, 0.0, 0.0, 0.0, 1.0, 0.0, 0.0, 0.0], [1.0, 0.0, 1.0, 0.0, 0.0, 0.0, 0.0, 0.0, 1.0, 0.0, 0.0, 0.0], [1.0, 0.0, 1.0, 0.0, 0.0, 0.0, 0.0, 0.0, 1.0, 0.0, 0.0, 0.0], [1.0, 0.0, 1.0, 0.0, 0.0, 0.0, 0.0, 0.0, 1.0, 0.0, 0.0, 0.0], [1.0, 0.0, 1.0, 0.0, 0.0, 0.0, 0.0, 0.0, 1.0, 0.0, 0.0, 0.0], [1.0, 0.0, 1.0, 0.0, 0.0, 0.0, 0.0, 0.0, 1.0, 0.0, 0.0, 0.0], [1.0, 0.0, 1.0, 0.0, 0.0, 0.0, 0.0, 0.0, 1.0, 0.0, 0.0, 0.0], [1.0, 0.0, 1.0, 0.0, 0.0, 0.0, 0.0, 0.0, 1.0, 0.0, 0.0, 0.0], [1.0, 0.0, 1.0, 0.0, 0.0, 0.0, 0.0, 0.0, 1.0, 0.0, 0.0, 0.0], [1.0, 0.0, 1.0, 0.0, 0.0, 0.0, 0.0, 0.0, 1.0, 0.0, 0.0, 0.0], [1.0, 0.0, 1.0, 0.0, 0.0, 0.0, 0.0, 0.0, 1.0, 0.0, 0.0, 0.0], [1.0, 0.0, 1.0, 0.0, 0.0, 0.0, 0.0, 0.0, 1.0, 0.0, 0.0, 0.0], [1.0, 0.0, 1.0, 0.0, 0.0, 0.0, 0.0, 0.0, 1.0, 0.0, 0.0, 0.0], [1.0, 0.0, 1.0, 0.0, 0.0, 0.0, 0.0, 0.0, 1.0, 0.0, 0.0, 0.0], [1.0, 0.0, 1.0, 0.0, 0.0, 0.0, 0.0, 0.0, 1.0, 0.0, 0.0, 0.0], [1.0, 0.0, 1.0, 0.0, 0.0, 0.0, 0.0, 0.0, 1.0, 0.0, 0.0, 0.0], [1.0, 0.0, 1.0, 0.0, 0.0, 0.0, 0.0, 0.0, 1.0, 0.0, 0.0, 0.0], [1.0, 0.0, 1.0, 0.0, 0.0, 0.0, 0.0, 0.0, 1.0, 0.0, 0.0, 0.0], [1.0, 0.0, 1.0, 0.0, 0.0, 0.0, 0.0, 0.0, 1.0, 0.0, 0.0, 0.0], [1.0, 0.0, 1.0, 0.0, 0.0, 0.0, 0.0, 0.0, 1.0, 0.0, 0.0, 0.0], [1.0, 0.0, 1.0, 0.0, 0.0, 0.0, 0.0, 0.0, 1.0, 0.0, 0.0, 0.0], [1.0, 0.0, 1.0, 0.0, 0.0, 0.0, 0.0, 0.0, 1.0, 0.0, 0.0, 0.0], [1.0, 0.0, 1.0, 0.0, 0.0, 0.0, 0.0, 0.0, 1.0, 0.0, 0.0, 0.0], [1.0, 0.0, 1.0, 0.0, 0.0, 0.0, 0.0, 0.0, 1.0, 0.0, 0.0, 0.0], [1.0, 0.0, 1.0, 0.0, 0.0, 0.0, 0.0, 0.0, 1.0, 0.0, 0.0, 0.0], [1.0, 0.0, 1.0, 0.0, 0.0, 0.0, 0.0, 0.0, 1.0, 0.0, 0.0, 0.0], [1.0, 0.0, 1.0, 0.0, 0.0, 0.0, 0.0, 0.0, 1.0, 0.0, 0.0, 0.0]] | spar cap, pressure side, boolean of materials in each composite layer spanwise, passed as floats for differentiablity, used for Fatigue Analysis
rotorse.re.te_ss_mats | output |  | [[0.0, 0.0, 0.0, 0.0, 0.0, 0.0, 0.0, 0.0, 0.0, 0.0, 0.0, 0.0], [1.0, 1.0, 1.0, 0.0, 0.0, 0.0, 0.0, 0.0, 0.0, 0.0, 0.0, 0.0], [1.0, 1.0, 1.0, 0.0, 0.0, 0.0, 0.0, 0.0, 0.0, 0.0, 0.0, 0.0], [1.0, 1.0, 1.0, 0.0, 0.0, 0.0, 0.0, 0.0, 0.0, 0.0, 0.0, 0.0], [1.0, 1.0, 1.0, 0.0, 0.0, 0.0, 0.0, 0.0, 0.0, 0.0, 0.0, 0.0], [1.0, 1.0, 1.0, 0.0, 0.0, 0.0, 0.0, 0.0, 0.0, 0.0, 0.0, 0.0], [1.0, 1.0, 1.0, 0.0, 0.0, 0.0, 0.0, 0.0, 0.0, 0.0, 0.0, 0.0], [1.0, 1.0, 1.0, 0.0, 0.0, 0.0, 0.0, 0.0, 0.0, 0.0, 0.0, 0.0], [1.0, 1.0, 1.0, 0.0, 0.0, 0.0, 0.0, 0.0, 0.0, 0.0, 0.0, 0.0], [1.0, 1.0, 1.0, 0.0, 0.0, 0.0, 0.0, 0.0, 0.0, 0.0, 0.0, 0.0], [1.0, 1.0, 1.0, 0.0, 0.0, 0.0, 0.0, 0.0, 0.0, 0.0, 0.0, 0.0], [1.0, 1.0, 1.0, 0.0, 0.0, 0.0, 0.0, 0.0, 0.0, 0.0, 0.0, 0.0], [1.0, 1.0, 1.0, 0.0, 0.0, 0.0, 0.0, 0.0, 0.0, 0.0, 0.0, 0.0], [1.0, 1.0, 1.0, 0.0, 0.0, 0.0, 0.0, 0.0, 0.0, 0.0, 0.0, 0.0], [1.0, 1.0, 1.0, 0.0, 0.0, 0.0, 0.0, 0.0, 0.0, 0.0, 0.0, 0.0], [1.0, 1.0, 1.0, 0.0, 0.0, 0.0, 0.0, 0.0, 0.0, 0.0, 0.0, 0.0], [1.0, 1.0, 1.0, 0.0, 0.0, 0.0, 0.0, 0.0, 0.0, 0.0, 0.0, 0.0], [1.0, 1.0, 1.0, 0.0, 0.0, 0.0, 0.0, 0.0, 0.0, 0.0, 0.0, 0.0], [1.0, 1.0, 1.0, 0.0, 0.0, 0.0, 0.0, 0.0, 0.0, 0.0, 0.0, 0.0], [1.0, 1.0, 1.0, 0.0, 0.0, 0.0, 0.0, 0.0, 0.0, 0.0, 0.0, 0.0], [1.0, 1.0, 1.0, 0.0, 0.0, 0.0, 0.0, 0.0, 0.0, 0.0, 0.0, 0.0], [1.0, 1.0, 1.0, 0.0, 0.0, 0.0, 0.0, 0.0, 0.0, 0.0, 0.0, 0.0], [1.0, 1.0, 1.0, 0.0, 0.0, 0.0, 0.0, 0.0, 0.0, 0.0, 0.0, 0.0], [1.0, 1.0, 1.0, 0.0, 0.0, 0.0, 0.0, 0.0, 0.0, 0.0, 0.0, 0.0], [1.0, 1.0, 1.0, 0.0, 0.0, 0.0, 0.0, 0.0, 0.0, 0.0, 0.0, 0.0], [1.0, 1.0, 1.0, 0.0, 0.0, 0.0, 0.0, 0.0, 0.0, 0.0, 0.0, 0.0], [1.0, 1.0, 1.0, 0.0, 0.0, 0.0, 0.0, 0.0, 0.0, 0.0, 0.0, 0.0], [1.0, 1.0, 1.0, 0.0, 0.0, 0.0, 0.0, 0.0, 0.0, 0.0, 0.0, 0.0], [1.0, 1.0, 1.0, 0.0, 0.0, 0.0, 0.0, 0.0, 0.0, 0.0, 0.0, 0.0], [0.0, 0.0, 0.0, 0.0, 0.0, 0.0, 0.0, 0.0, 0.0, 0.0, 0.0, 0.0]] | trailing edge reinforcement, suction side, boolean of materials in each composite layer spanwise, passed as floats for differentiablity, used for Fatigue Analysis
rotorse.re.te_ps_mats | output |  | [[0.0, 0.0, 0.0, 0.0, 0.0, 0.0, 0.0, 0.0, 0.0, 0.0, 0.0, 0.0], [1.0, 1.0, 1.0, 0.0, 0.0, 0.0, 0.0, 0.0, 0.0, 0.0, 0.0, 0.0], [1.0, 1.0, 1.0, 0.0, 0.0, 0.0, 0.0, 0.0, 0.0, 0.0, 0.0, 0.0], [1.0, 1.0, 1.0, 0.0, 0.0, 0.0, 0.0, 0.0, 0.0, 0.0, 0.0, 0.0], [1.0, 1.0, 1.0, 0.0, 0.0, 0.0, 0.0, 0.0, 0.0, 0.0, 0.0, 0.0], [1.0, 1.0, 1.0, 0.0, 0.0, 0.0, 0.0, 0.0, 0.0, 0.0, 0.0, 0.0], [1.0, 1.0, 1.0, 0.0, 0.0, 0.0, 0.0, 0.0, 0.0, 0.0, 0.0, 0.0], [1.0, 1.0, 1.0, 0.0, 0.0, 0.0, 0.0, 0.0, 0.0, 0.0, 0.0, 0.0], [1.0, 1.0, 1.0, 0.0, 0.0, 0.0, 0.0, 0.0, 0.0, 0.0, 0.0, 0.0], [1.0, 1.0, 1.0, 0.0, 0.0, 0.0, 0.0, 0.0, 0.0, 0.0, 0.0, 0.0], [1.0, 1.0, 1.0, 0.0, 0.0, 0.0, 0.0, 0.0, 0.0, 0.0, 0.0, 0.0], [1.0, 1.0, 1.0, 0.0, 0.0, 0.0, 0.0, 0.0, 0.0, 0.0, 0.0, 0.0], [1.0, 1.0, 1.0, 0.0, 0.0, 0.0, 0.0, 0.0, 0.0, 0.0, 0.0, 0.0], [1.0, 1.0, 1.0, 0.0, 0.0, 0.0, 0.0, 0.0, 0.0, 0.0, 0.0, 0.0], [1.0, 1.0, 1.0, 0.0, 0.0, 0.0, 0.0, 0.0, 0.0, 0.0, 0.0, 0.0], [1.0, 1.0, 1.0, 0.0, 0.0, 0.0, 0.0, 0.0, 0.0, 0.0, 0.0, 0.0], [1.0, 1.0, 1.0, 0.0, 0.0, 0.0, 0.0, 0.0, 0.0, 0.0, 0.0, 0.0], [1.0, 1.0, 1.0, 0.0, 0.0, 0.0, 0.0, 0.0, 0.0, 0.0, 0.0, 0.0], [1.0, 1.0, 1.0, 0.0, 0.0, 0.0, 0.0, 0.0, 0.0, 0.0, 0.0, 0.0], [1.0, 1.0, 1.0, 0.0, 0.0, 0.0, 0.0, 0.0, 0.0, 0.0, 0.0, 0.0], [1.0, 1.0, 1.0, 0.0, 0.0, 0.0, 0.0, 0.0, 0.0, 0.0, 0.0, 0.0], [1.0, 1.0, 1.0, 0.0, 0.0, 0.0, 0.0, 0.0, 0.0, 0.0, 0.0, 0.0], [1.0, 1.0, 1.0, 0.0, 0.0, 0.0, 0.0, 0.0, 0.0, 0.0, 0.0, 0.0], [1.0, 1.0, 1.0, 0.0, 0.0, 0.0, 0.0, 0.0, 0.0, 0.0, 0.0, 0.0], [1.0, 1.0, 1.0, 0.0, 0.0, 0.0, 0.0, 0.0, 0.0, 0.0, 0.0, 0.0], [1.0, 1.0, 1.0, 0.0, 0.0, 0.0, 0.0, 0.0, 0.0, 0.0, 0.0, 0.0], [1.0, 1.0, 1.0, 0.0, 0.0, 0.0, 0.0, 0.0, 0.0, 0.0, 0.0, 0.0], [1.0, 1.0, 1.0, 0.0, 0.0, 0.0, 0.0, 0.0, 0.0, 0.0, 0.0, 0.0], [1.0, 1.0, 1.0, 0.0, 0.0, 0.0, 0.0, 0.0, 0.0, 0.0, 0.0, 0.0], [0.0, 0.0, 0.0, 0.0, 0.0, 0.0, 0.0, 0.0, 0.0, 0.0, 0.0, 0.0]] | trailing edge reinforcement, pressure side, boolean of materials in each composite layer spanwise, passed as floats for differentiablity, used for Fatigue Analysis
rotorse.total_bc.total_blade_cost | output | USD | 255646.8464 | Total blade cost (variable and fixed). For segmented blades, this is the total of inner+outer+joint
rotorse.wt_class.V_mean | output | m/s | 10
rotorse.wt_class.V_extreme1 | output | m/s | 40
rotorse.wt_class.V_extreme50 | output | m/s | 70
towerse.constr_d_to_t | output |  | [239.47368421052633, 236.6279069767442, 233.6, 230.57851239669424, 227.1367521367521, 223.45132743362828, 219.72477064220183, 215.71428571428575, 211.13861386138615, 206.18556701030928]
towerse.constr_taper | output |  | [0.9600000000000001, 0.9567307692307692, 0.9564489112227806, 0.9544658493870403, 0.9504587155963302, 0.9498069498069498, 0.9471544715447154, 0.9442060085836911, 0.9386363636363635, 0.9370460048426149]
towerse.slope | output |  | [0.9600000000000001, 0.9567307692307692, 0.9564489112227806, 0.9544658493870403, 0.9504587155963302, 0.9498069498069498, 0.9471544715447154, 0.9442060085836911, 0.9386363636363635, 0.9370460048426149]
towerse.thickness_slope | output |  | [0.9699248120300752, 0.9689922480620156, 0.968, 0.9669421487603307, 0.9658119658119658, 0.9646017699115044, 0.9633027522935779, 0.9619047619047622, 0.9603960396039602]
towerse.member.ca_usr_grid_full | output |  | [0.0, 0.0, 0.0, 0.0, 0.0, 0.0, 0.0, 0.0, 0.0, 0.0, 0.0, 0.0, 0.0, 0.0, 0.0, 0.0, 0.0, 0.0, 0.0, 0.0, 0.0, 0.0, 0.0, 0.0, 0.0, 0.0, 0.0, 0.0, 0.0, 0.0, 0.0]
towerse.member.cd_usr_grid_full | output |  | [0.0, 0.0, 0.0, 0.0, 0.0, 0.0, 0.0, 0.0, 0.0, 0.0, 0.0, 0.0, 0.0, 0.0, 0.0, 0.0, 0.0, 0.0, 0.0, 0.0, 0.0, 0.0, 0.0, 0.0, 0.0, 0.0, 0.0, 0.0, 0.0, 0.0, 0.0]
towerse.member.nu_full | output |  | [0.26103404791929385, 0.26103404791929385, 0.26103404791929385, 0.26103404791929385, 0.26103404791929385, 0.26103404791929385, 0.26103404791929385, 0.26103404791929385, 0.26103404791929385, 0.26103404791929385, 0.26103404791929385, 0.26103404791929385, 0.26103404791929385, 0.26103404791929385, 0.26103404791929385, 0.26103404791929385, 0.26103404791929385, 0.26103404791929385, 0.26103404791929385, 0.26103404791929385, 0.26103404791929385, 0.26103404791929385, 0.26103404791929385, 0.26103404791929385, 0.26103404791929385, 0.26103404791929385, 0.26103404791929385, 0.26103404791929385, 0.26103404791929385, 0.26103404791929385]
towerse.member.nodes_r | output | m | [3.25, 3.2066666666666666, 3.1633333333333336, 3.12, 3.075, 3.03, 2.985, 2.9416666666666664, 2.8983333333333334, 2.855, 2.8116666666666665, 2.7683333333333335, 2.725, 2.68, 2.635, 2.59, 2.5466666666666664, 2.5033333333333334, 2.46, 2.4166666666666665, 2.3733333333333335, 2.33, 2.2866666666666666, 2.2433333333333336, 2.2, 2.1550000000000002, 2.11, 2.065, 2.0216666666666665, 1.9783333333333333, 1.9349999999999998]
towerse.member.center_of_buoyancy | output | m | [0.0, 0.0, 0.0]
towerse.member.displacement | output | m**3 | 0
towerse.member.buoyancy_force | output | N | 0
towerse.member.idx_cb | output |  | 0
towerse.member.Awater | output | m**2 | 0
towerse.member.Iwaterx | output | m**4 | 0
towerse.member.Iwatery | output | m**4 | 0
towerse.member.added_mass | output | kg | [0.0, 0.0, 0.0, 0.0, 0.0, 0.0]
towerse.member.waterline_centroid | output | m | [0.0, 0.0]
towerse.member.z_dim | output | m | [10.0, 12.590000000000002, 15.180000000000003, 17.770000000000003, 20.360000000000003, 22.950000000000003, 25.54, 28.130000000000003, 30.720000000000006, 33.31, 35.900000000000006, 38.489999999999995, 41.08, 43.669999999999995, 46.260000000000005, 48.85, 51.44, 54.03000000000001, 56.62000000000001, 59.21000000000001, 61.8, 64.39, 66.97999999999999, 69.57, 72.16, 74.75, 77.34, 79.93, 82.52000000000001, 85.11, 87.7]
towerse.member.d_eff | output | m | [6.5, 6.413333333333333, 6.326666666666667, 6.24, 6.15, 6.06, 5.97, 5.883333333333333, 5.796666666666667, 5.71, 5.623333333333333, 5.536666666666667, 5.45, 5.36, 5.27, 5.18, 5.093333333333333, 5.006666666666667, 4.92, 4.833333333333333, 4.746666666666667, 4.66, 4.573333333333333, 4.486666666666667, 4.4, 4.3100000000000005, 4.22, 4.13, 4.043333333333333, 3.9566666666666666, 3.8699999999999997]
towerse.tower_section_height | output | m | [7.770000000000003, 7.769999999999996, 7.770000000000007, 7.7699999999999925, 7.770000000000003, 7.77000000000001, 7.769999999999989, 7.769999999999996, 7.77000000000001, 7.769999999999996]
towerse.member.sigma_ult | output | Pa | [450000000.0, 450000000.0, 450000000.0, 450000000.0, 450000000.0, 450000000.0, 450000000.0, 450000000.0, 450000000.0, 450000000.0]
towerse.member.wohler_exp | output |  | [3.0, 3.0, 3.0, 3.0, 3.0, 3.0, 3.0, 3.0, 3.0, 3.0]
towerse.member.wohler_A | output |  | [35534648443.719765, 35534648443.719765, 35534648443.719765, 35534648443.719765, 35534648443.719765, 35534648443.719765, 35534648443.719765, 35534648443.719765, 35534648443.719765, 35534648443.719765]
towerse.member.ballast_density | output | kg/m**3 | []
towerse.member.ballast_unit_cost | output | USD/kg | []
towerse.z_param | output | m | [10.0, 17.770000000000003, 25.54, 33.31, 41.08, 48.85, 56.62000000000001, 64.39, 72.16, 79.93, 87.7]
towerse.member.sec_loc | output |  | [0.0, 0.11111111111111112, 0.22222222222222224, 0.33333333333333337, 0.44444444444444453, 0.5555555555555557, 0.6666666666666669, 0.7777777777777779, 0.888888888888889, 1.0] | normalized sectional location
towerse.member.str_tw | output | deg | [0.0, 0.0, 0.0, 0.0, 0.0, 0.0, 0.0, 0.0, 0.0, 0.0] | structural twist of section
towerse.member.tw_iner | output | deg | [0.0, 0.0, 0.0, 0.0, 0.0, 0.0, 0.0, 0.0, 0.0, 0.0] | inertial twist of section
towerse.member.mass_den | output | kg/m | [4477.9234649124655, 4162.354538052258, 3858.003877048705, 3568.0826149654213, 3286.0623325159872, 3015.260315923185, 2758.5692387731515, 2512.884121161559, 2275.524595820387, 2049.3833363357853] | sectional mass per unit length
towerse.member.foreaft_iner | output | kg*m | [22523.636603372048, 19228.69308801123, 16307.227800227509, 13767.223443553168, 11501.866388891971, 9526.436629479529, 7839.924975265373, 6386.344849105919, 5125.259357513938, 4059.2014624247845] | sectional fore-aft intertia per unit length about the Y_G inertia axis
towerse.member.sideside_iner | output | kg*m | [22523.636603372048, 19228.69308801123, 16307.227800227509, 13767.223443553168, 11501.866388891971, 9526.436629479529, 7839.924975265373, 6386.344849105919, 5125.259357513938, 4059.2014624247845] | sectional side-side intertia per unit length about the Y_G inertia axis
towerse.member.foreaft_stff | output | N*m**2 | [533267907364.91815, 455257075266.0282, 386088685281.3294, 325951735292.59106, 272317313940.19394, 225547189181.98563, 185617467511.07733, 151202614984.63242, 121345250787.55444, 96105345134.00066] | sectional fore-aft bending stiffness per unit length about the Y_E elastic axis
towerse.member.sideside_stff | output | N*m**2 | [533267907364.91815, 455257075266.0282, 386088685281.3294, 325951735292.59106, 272317313940.19394, 225547189181.98563, 185617467511.07733, 151202614984.63242, 121345250787.55444, 96105345134.00066] | sectional side-side bending stiffness per unit length about the Y_E elastic axis
towerse.member.tor_stff | output | N*m**2 | [422881450540.3801, 361018860685.9603, 306168327428.09424, 258479726087.0247, 215947629954.5738, 178858921021.3146, 147194651736.28433, 119903673682.8135, 96226783874.53067, 76211538691.26251] | sectional torsional stiffness
towerse.member.axial_stff | output | N | [106018975422.31848, 98547589508.06776, 91341806403.12297, 84477652649.701, 77800561889.24373, 71389073938.09181, 65311675516.091385, 59494853355.1521, 53875147283.6704, 48521044021.49267] | sectional axial stiffness
towerse.member.cg_offst | output | m | [0.0, 0.0, 0.0, 0.0, 0.0, 0.0, 0.0, 0.0, 0.0, 0.0] | offset from the sectional center of mass
towerse.member.sc_offst | output | m | [0.0, 0.0, 0.0, 0.0, 0.0, 0.0, 0.0, 0.0, 0.0, 0.0] | offset from the sectional shear center
towerse.member.tc_offst | output | m | [0.0, 0.0, 0.0, 0.0, 0.0, 0.0, 0.0, 0.0, 0.0, 0.0] | offset from the sectional tension center
towerse.member.axial_load2stress | output | m**2 | [[0.0, 0.0, 1.8864547521169233, 1.1945215363655803, 1.1945215363655803, 0.0], [0.0, 0.0, 2.029476327106171, 1.3410005756489476, 1.3410005756489476, 0.0], [0.0, 0.0, 2.18957789292376, 1.5126058397035373, 1.5126058397035373, 0.0], [0.0, 0.0, 2.3674900251943476, 1.7119098921167286, 1.7119098921167286, 0.0], [0.0, 0.0, 2.5706755214019976, 1.9517671950771647, 1.9517671950771647, 0.0], [0.0, 0.0, 2.80154915825689, 2.2389993057840076, 2.2389993057840076, 0.0], [0.0, 0.0, 3.062239613661792, 2.5805760978363423, 2.5805760978363423, 0.0], [0.0, 0.0, 3.361635313328838, 2.995979930942603, 2.995979930942603, 0.0], [0.0, 0.0, 3.7122868350954867, 3.5147646671948967, 3.5147646671948967, 0.0], [0.0, 0.0, 4.121922848803683, 4.162099407085797, 4.162099407085797, 0.0]]
towerse.member.shear_load2stress | output | m**2 | [[3.1010729914133783, 3.1010729914133783, 0.0, 0.0, 0.0, 0.5972607681827902], [3.3361048411928076, 3.3361048411928076, 0.0, 0.0, 0.0, 0.6705002878244738], [3.599194379720246, 3.599194379720246, 0.0, 0.0, 0.0, 0.7563029198517687], [3.891544463950636, 3.891544463950636, 0.0, 0.0, 0.0, 0.8559549460583643], [4.2254029721927715, 4.2254029721927715, 0.0, 0.0, 0.0, 0.9758835975385823], [4.6047364788691825, 4.6047364788691825, 0.0, 0.0, 0.0, 1.1194996528920038], [5.033043779298999, 5.033043779298999, 0.0, 0.0, 0.0, 1.2902880489181712], [5.524912517001665, 5.524912517001665, 0.0, 0.0, 0.0, 1.4979899654713016], [6.100935791940572, 6.100935791940572, 0.0, 0.0, 0.0, 1.7573823335974483], [6.773798187676042, 6.773798187676042, 0.0, 0.0, 0.0, 2.0810497035428983]]
towerse.member.labor_hours | output | h | 807.369
towerse.tower_cost | output | USD | 770630.3499
towerse.member.section_D | output | m | [6.456666666666667, 6.37, 6.283333333333333, 6.195, 6.105, 6.015, 5.926666666666666, 5.84, 5.753333333333334, 5.666666666666666, 5.58, 5.493333333333334, 5.405, 5.3149999999999995, 5.225, 5.136666666666667, 5.05, 4.963333333333333, 4.876666666666667, 4.79, 4.703333333333333, 4.616666666666667, 4.53, 4.443333333333333, 4.355, 4.265000000000001, 4.175, 4.086666666666666, 4.0, 3.913333333333333]
towerse.member.section_t | output | m | [0.028807799999999998, 0.028807799999999998, 0.028807799999999998, 0.027941399999999998, 0.027941399999999998, 0.027941399999999998, 0.027075000000000002, 0.027075000000000002, 0.027075000000000002, 0.0262086, 0.0262086, 0.0262086, 0.0253422, 0.0253422, 0.0253422, 0.024475800000000002, 0.024475800000000002, 0.024475800000000002, 0.0236094, 0.0236094, 0.0236094, 0.022742999999999996, 0.022742999999999996, 0.022742999999999996, 0.021876600000000003, 0.021876600000000003, 0.021876600000000003, 0.0210102, 0.0210102, 0.0210102]
towerse.member.section_sigma_y | output | Pa | [345000000.0, 345000000.0, 345000000.0, 345000000.0, 345000000.0, 345000000.0, 345000000.0, 345000000.0, 345000000.0, 345000000.0, 345000000.0, 345000000.0, 345000000.0, 345000000.0, 345000000.0, 345000000.0, 345000000.0, 345000000.0, 345000000.0, 345000000.0, 345000000.0, 345000000.0, 345000000.0, 345000000.0, 345000000.0, 345000000.0, 345000000.0, 345000000.0, 345000000.0, 345000000.0]
towerse.height_constraint | output | m | 2.3
towerse.transition_piece_height | output | m | 10
towerse.z_start | output | m | 10
af_3d.cl_corrected | output |  | [[[[-3.2526065174565133e-19]], [[3.469446951953614e-18]], [[-1.3877787807814457e-17]], [[3.469446951953614e-18]], [[-5.551115123125783e-17]], [[3.122502256758253e-17]], [[-5.551115123125783e-17]], [[1.1102230246251565e-16]], [[4.163336342344337e-17]], [[-6.938893903907228e-17]], [[-9.020562075079397e-17]], [[-5.551115123125783e-17]], [[-6.938893903907228e-17]], [[-8.326672684688674e-17]], [[-3.469446951953614e-17]], [[-6.938893903907228e-17]], [[-5.551115123125783e-17]], [[-7.632783294297951e-17]], [[0.0]], [[-3.469446951953614e-17]], [[-4.163336342344337e-17]], [[-6.938893903907228e-18]], [[0.0]], [[-2.0816681711721685e-17]], [[-2.168404344971009e-17]], [[3.469446951953614e-18]], [[1.3877787807814457e-17]], [[2.0816681711721685e-17]], [[-1.734723475976807e-18]], [[1.3877787807814457e-17]], [[0.0]], [[2.7755575615628914e-17]], [[0.0]], [[2.7755575615628914e-17]], [[2.7755575615628914e-17]], [[2.7755575615628914e-17]], [[8.326672684688674e-17]], [[5.551115123125783e-17]], [[0.0]], [[6.938893903907228e-17]], [[6.938893903907228e-17]], [[5.551115123125783e-17]], [[9.020562075079397e-17]], [[4.5102810375396984e-17]], [[4.336808689942018e-17]], [[9.020562075079397e-17]], [[-2.636779683484747e-16]], [[9.020562075079397e-17]], [[6.591949208711867e-17]], [[-2.2551405187698492e-17]], [[1.1188966420050406e-16]], [[6.765421556309548e-17]], [[-2.0816681711721685e-17]], [[-9.020562075079397e-17]], [[-1.734723475976807e-17]], [[9.020562075079397e-17]], [[-4.163336342344337e-17]], [[1.0061396160665481e-16]], [[-6.938893903907228e-18]], [[-6.938893903907228e-18]], [[9.020562075079397e-17]], [[1.249000902703301e-16]], [[3.469446951953614e-17]], [[-4.85722573273506e-17]], [[2.7755575615628914e-17]], [[2.0816681711721685e-17]], [[6.245004513516506e-17]], [[8.326672684688674e-17]], [[3.469446951953614e-17]], [[-6.938893903907228e-18]], [[1.0408340855860843e-16]], [[6.938893903907228e-18]], [[6.938893903907228e-18]], [[-2.0816681711721685e-17]], [[0.0]], [[-2.0816681711721685e-17]], [[0.0]], [[0.0]], [[0.0]], [[0.0]], [[-1.3877787807814457e-17]], [[-2.0816681711721685e-17]], [[2.2551405187698492e-17]], [[-2.7755575615628914e-17]], [[0.0]], [[-1.3877787807814457e-17]], [[2.7755575615628914e-17]], [[5.551115123125783e-17]], [[4.163336342344337e-17]], [[-2.7755575615628914e-17]], [[1.3877787807814457e-17]], [[-4.163336342344337e-17]], [[2.0816681711721685e-17]], [[1.3877787807814457e-17]], [[1.734723475976807e-17]], [[-2.168404344971009e-19]], [[-6.938893903907228e-18]], [[-1.3877787807814457e-17]], [[0.0]], [[-2.7755575615628914e-17]], [[0.0]], [[-1.3877787807814457e-17]], [[4.85722573273506e-17]], [[1.3877787807814457e-17]], [[6.938893903907228e-18]], [[-6.938893903907228e-17]], [[-3.469446951953614e-17]], [[-4.85722573273506e-17]], [[8.326672684688674e-17]], [[2.0816681711721685e-17]], [[1.734723475976807e-17]], [[-1.3314002678121994e-16]], [[1.0408340855860843e-17]], [[9.020562075079397e-17]], [[-8.326672684688674e-17]], [[-8.326672684688674e-17]], [[0.0]], [[1.6653345369377348e-16]], [[-2.7755575615628914e-17]], [[-2.7755575615628914e-17]], [[-9.020562075079397e-17]], [[-2.168404344971009e-19]], [[4.163336342344337e-17]], [[-1.5265566588595902e-16]], [[0.0]], [[9.020562075079397e-17]], [[-9.71445146547012e-17]], [[1.6653345369377348e-16]], [[-1.1102230246251565e-16]], [[0.0]], [[-2.220446049250313e-16]], [[0.0]], [[-2.220446049250313e-16]], [[-2.220446049250313e-16]], [[0.0]], [[-4.440892098500626e-16]], [[-2.220446049250313e-16]], [[-4.440892098500626e-16]], [[-2.220446049250313e-16]], [[0.0]], [[-2.220446049250313e-16]], [[-2.220446049250313e-16]], [[2.220446049250313e-16]], [[-2.220446049250313e-16]], [[-4.440892098500626e-16]], [[-2.220446049250313e-16]], [[-2.220446049250313e-16]], [[-4.440892098500626e-16]], [[-2.220446049250313e-16]], [[0.0]], [[-4.440892098500626e-16]], [[-2.220446049250313e-16]], [[-4.440892098500626e-16]], [[-4.440892098500626e-16]], [[0.0]], [[-2.220446049250313e-16]], [[0.0]], [[0.0]], [[0.0]], [[-2.220446049250313e-16]], [[-2.220446049250313e-16]], [[-2.220446049250313e-16]], [[-1.1102230246251565e-16]], [[-1.1102230246251565e-16]], [[-1.1102230246251565e-16]], [[-1.1102230246251565e-16]], [[0.0]], [[0.0]], [[-5.551115123125783e-17]], [[0.0]], [[0.0]], [[2.6020852139652106e-18]], [[8.673617379884035e-18]], [[-2.7755575615628914e-17]], [[3.469446951953614e-18]], [[2.233456475320139e-17]], [[-1.0408340855860843e-17]], [[1.0408340855860843e-17]], [[2.7755575615628914e-17]], [[9.020562075079397e-17]], [[6.938893903907228e-18]], [[4.85722573273506e-17]], [[4.85722573273506e-17]], [[1.0408340855860843e-16]], [[7.632783294297951e-17]], [[-1.3877787807814457e-17]], [[-8.326672684688674e-17]], [[-6.938893903907228e-18]], [[1.0408340855860843e-16]], [[1.0408340855860843e-16]], [[3.469446951953614e-17]], [[7.979727989493313e-17]], [[-5.204170427930421e-17]], [[5.898059818321144e-17]], [[6.591949208711867e-17]], [[3.469446951953614e-18]], [[3.469446951953614e-17]], [[3.382710778154774e-17]], [[-1.734723475976807e-18]], [[-3.577867169202165e-18]]], [[[3.6286464151860133e-06]], [[0.0034333523603505035]], [[0.006982054591597528]], [[0.010135367843197227]], [[0.012715139123400988]], [[0.015019166839764207]], [[0.01699725515574055]], [[0.018572064835236688]], [[0.019785365861451]], [[0.020643025000632916]], [[0.021191010795397154]], [[0.021403647500243712]], [[0.021425243343048822]], [[0.021105894014364475]], [[0.020572952457240633]], [[0.019784936528533602]], [[0.018787429406339262]], [[0.017594560466258624]], [[0.016206481305985822]], [[0.014664316064071897]], [[0.012965199068566538]], [[0.011135002761043889]], [[0.009191527308637558]], [[0.007143110941807062]], [[0.0050183338354988045]], [[0.0028254652016777085]], [[0.0005862537230250028]], [[3.53057736847788e-05]], [[4.695365700991064e-06]], [[-0.0023101149818390704]], [[-0.005989190295661695]], [[-0.009649576858093228]], [[-0.012980552499139292]], [[-0.015123405090382347]], [[-0.01717864837943403]], [[-0.019137350976026285]], [[-0.020981587765348836]], [[-0.0226876691611749]], [[-0.024254440023693313]], [[-0.02564587242517581]], [[-0.026859047627393884]], [[-0.027879334288537325]], [[-0.028666042449640293]], [[-0.029253323064671422]], [[-0.029576870735660628]], [[-0.029605800971204084]], [[-0.02918868111843538]], [[-0.028958730216717937]], [[-0.02800488100880659]], [[-0.02677099582015177]], [[-0.025237399500513073]], [[-0.024885200086627188]], [[-0.02451228866985946]], [[-0.024120861825900355]], [[-0.023713116642889723]], [[-0.023291250696669857]], [[-0.022857462026572257]], [[-0.022413949109601167]], [[-0.02196291083094591]], [[-0.02149269860487095]], [[-0.020992998031044346]], [[-0.02048136746884286]], [[-0.019953485506146167]], [[-0.019408953961385395]], [[-0.01884896466329878]], [[-0.018269498121503275]], [[-0.01767066898283875]], [[-0.01702062198620031]], [[-0.016305151170600586]], [[-0.015490508276009007]], [[-0.014554847900312341]], [[-0.01347680100568218]], [[-0.012224044079785296]], [[-0.010780103427082556]], [[-0.009115236220121448]], [[-0.0072034203816592896]], [[-0.005021812556021396]], [[-0.0025651400292472926]], [[-0.00020256812450927808]], [[-0.00017558778419515808]], [[-0.00015055336779316864]], [[-0.00012764191425871513]], [[-0.00010747540003410751]], [[-8.990661389916832e-05]], [[-7.482496418438622e-05]], [[-6.19127548554671e-05]], [[-5.08498875811253e-05]], [[-4.1358711054012565e-05]], [[-3.317540076862302e-05]], [[-2.6095964485883805e-05]], [[-1.9941726901215318e-05]], [[-1.4587248212086235e-05]], [[-9.944002082519499e-06]], [[-5.9322419856608355e-06]], [[-2.579142942164131e-06]], [[6.247271733056978e-05]], [[0.0017851031126514608]], [[0.003722404582821817]], [[0.005921904841767897]], [[0.008462628268313316]], [[0.011401087861565795]], [[0.01100748743582524]], [[0.01063128450745809]], [[0.011277110037500478]], [[0.012671477768388742]], [[0.014341174302951676]], [[0.016107813344815092]], [[0.017492744661449205]], [[0.018429308143702743]], [[0.018832302214383007]], [[0.01886425778257681]], [[0.01861011503576028]], [[0.018188838655455425]], [[0.01770194260466522]], [[0.017248702842263805]], [[0.01694358678067001]], [[0.01692340082604736]], [[0.017339390395896714]], [[0.018340646254871737]], [[0.020084055296898745]], [[0.02273138013179634]], [[0.026455050946389957]], [[0.03130454137513572]], [[0.037234188837040744]], [[0.04372971327239476]], [[0.050895454653563585]], [[0.05828179174707092]], [[0.06565884846661463]], [[0.07288775364059497]], [[0.07974250579870668]], [[0.08602469833361193]], [[0.08969426580406314]], [[0.09044996763427604]], [[0.09114188187544192]], [[0.09178223697337984]], [[0.09236850406921726]], [[0.09290715231647795]], [[0.09340243722191777]], [[0.09385842190419491]], [[0.09427958305254647]], [[0.09467020319296227]], [[0.09503439546223413]], [[0.09537677646200615]], [[0.0956882749941026]], [[0.09598340400522343]], [[0.09625553011492971]], [[0.09649636115401972]], [[0.09671782714581556]], [[0.09691666174319069]], [[0.09708191340204442]], [[0.0974691215194472]], [[0.09738869220845747]], [[0.09639870845804066]], [[0.09483275858561435]], [[0.09239959241950313]], [[0.08919615949508786]], [[0.0851772304258891]], [[0.08023033937240953]], [[0.07446335518243496]], [[0.06789936118584627]], [[0.06082965837937748]], [[0.053520900271468275]], [[0.046128809422248174]], [[0.039033161306832764]], [[0.032348144712751825]], [[0.0263464971721456]], [[0.020922899791396943]], [[0.016024770982472347]], [[0.011517964886144372]], [[0.007316236279959448]], [[0.0033097240368567815]], [[-1.3903601955795111e-06]], [[-2.9669126199215537e-05]], [[-0.0004976929625990015]], [[-0.0029596241552624393]], [[-0.005341089250064045]], [[-0.00762201466143031]], [[-0.00979717593146191]], [[-0.011839779261324526]], [[-0.01374466050773663]], [[-0.015496645400200668]], [[-0.017071821711378422]], [[-0.01847724717671012]], [[-0.019672717759809867]], [[-0.020661788662012043]], [[-0.02143675739063336]], [[-0.02193795631893574]], [[-0.02223029352001195]], [[-0.02219626260196552]], [[-0.02195280812627482]], [[-0.021386070545867483]], [[-0.020516971992374934]], [[-0.019303835390194788]], [[-0.017742443043099458]], [[-0.015796398100095466]], [[-0.013539972197444763]], [[-0.011023303460916815]], [[-0.00796885439654528]], [[-0.0045054143994990485]], [[3.628646415186989e-06]]], [[[0.000554997381521124]], [[0.03955369381292201]], [[0.07926682634502244]], [[0.11466565787236206]], [[0.14368137359661623]], [[0.16961456603825192]], [[0.19190438345371913]], [[0.20968787493772117]], [[0.223418930963253]], [[0.23317209946717146]], [[0.23946293811706568]], [[0.2420432322280406]], [[0.24236488229196385]], [[0.23897048300786003]], [[0.2332215343433016]], [[0.22456829849379062]], [[0.2136012984185528]], [[0.20046371748921418]], [[0.18516259239905047]], [[0.16816766242202508]], [[0.14945382420294379]], [[0.12932499144064658]], [[0.10799878843151292]], [[0.08559791753428701]], [[0.0624871043407216]], [[0.03883787404780926]], [[0.015037876754201589]], [[0.005167351226945054]], [[0.0008093744722034706]], [[-0.023218847640568183]], [[-0.06019704562698049]], [[-0.0969874039281162]], [[-0.13107133739731527]], [[-0.1556314553847309]], [[-0.1792830934566283]], [[-0.20192539296106854]], [[-0.22335833441571906]], [[-0.24332300971516502]], [[-0.26179795384632076]], [[-0.2783933226495691]], [[-0.2930700453886933]], [[-0.3056599771608832]], [[-0.3157344461336409]], [[-0.32362348402390867]], [[-0.328639774528687]], [[-0.33052162674899516]], [[-0.32752260368683506]], [[-0.32497002683796733]], [[-0.3144009385947735]], [[-0.30080189232308713]], [[-0.28391126183610244]], [[-0.280043510510021]], [[-0.2759479595767463]], [[-0.2716496521152564]], [[-0.26717369341571606]], [[-0.2625452479752486]], [[-0.2577895365584439]], [[-0.25293183306322586]], [[-0.24799746094107653]], [[-0.24285692162872052]], [[-0.23739512805800791]], [[-0.2318083626720767]], [[-0.22604905856688268]], [[-0.22011330936710638]], [[-0.21401411322141362]], [[-0.20771100742845583]], [[-0.20120606013236167]], [[-0.19418042172237146]], [[-0.18649788729210012]], [[-0.17783378824019658]], [[-0.1679929273258932]], [[-0.15679693157384017]], [[-0.14397765655019581]], [[-0.12943778653381527]], [[-0.11297114556606233]], [[-0.09442435626012698]], [[-0.07368414267110446]], [[-0.05080076105112559]], [[-0.02873070616586157]], [[-0.02525516936000237]], [[-0.022008689716737424]], [[-0.019011889997020588]], [[-0.016341389398499093]], [[-0.013979507218410226]], [[-0.011913554145812702]], [[-0.010105607334711775]], [[-0.008517096869574393]], [[-0.007115225481026451]], [[-0.005868284398054396]], [[-0.004752120760315809]], [[-0.0037457467067996547]], [[-0.0028342403816914996]], [[-0.0020082005931734877]], [[-0.0012566266558930728]], [[-0.0005836198310652969]], [[0.0006279100896683546]], [[0.017941980170338333]], [[0.03741369825509115]], [[0.059520762968035656]], [[0.08505744430275279]], [[0.1145917515255815]], [[0.11876653760970425]], [[0.11988490549454507]], [[0.12901274595498452]], [[0.14613522834582965]], [[0.16605616433937986]], [[0.18692823416855817]], [[0.2039704713802936]], [[0.21655300319127826]], [[0.22389852342861766]], [[0.22763463351437857]], [[0.2286081335554337]], [[0.22793480750888653]], [[0.2265709618170946]], [[0.2253801305789473]], [[0.22539791815371937]], [[0.22783717758284822]], [[0.23404823482176237]], [[0.245381489731325]], [[0.26330018566431]], [[0.2893905489048166]], [[0.3254784710426981]], [[0.37248807701608216]], [[0.4307710966391422]], [[0.49641093416225207]], [[0.571899623022681]], [[0.6428362105239717]], [[0.7035564574020607]], [[0.7629301545630991]], [[0.8191798543950342]], [[0.8707462614418278]], [[0.9015124824129803]], [[0.9091080028937174]], [[0.9160623975763489]], [[0.9224985739449555]], [[0.9283911145682368]], [[0.9338050405776857]], [[0.938783123854274]], [[0.9433662025960038]], [[0.9475992717776583]], [[0.9515253748491312]], [[0.9551858527381425]], [[0.9586271066719169]], [[0.9617579625011167]], [[0.9647242891114395]], [[0.9674594147350372]], [[0.9698799952029832]], [[0.9721059385700908]], [[0.9741044149482869]], [[0.9757653509274207]], [[0.9796571599299401]], [[0.9788487690349432]], [[0.9688984929455422]], [[0.9531592107944493]], [[0.9287035819884093]], [[0.8965060413536297]], [[0.8561119906377251]], [[0.8063910414346718]], [[0.7484273780217013]], [[0.682453009767935]], [[0.6113957881066919]], [[0.5379358338258823]], [[0.46363830642027987]], [[0.3923203097845644]], [[0.32512954958739715]], [[0.26480729682801696]], [[0.21029499668824775]], [[0.16106415431357146]], [[0.11576647652745739]], [[0.0735351170059677]], [[0.033265867174682925]], [[-0.0002744792436787649]], [[-0.004388215979590793]], [[-0.013896429186871565]], [[-0.039925453054567114]], [[-0.06557285030112213]], [[-0.0904041616150787]], [[-0.11424663699855211]], [[-0.13673515908887376]], [[-0.15776989069234976]], [[-0.17715421393141206]], [[-0.19460062962893104]], [[-0.21017654722371756]], [[-0.2234197525908507]], [[-0.23436210024985027]], [[-0.24292659821255239]], [[-0.24837779371243043]], [[-0.2515087564558672]], [[-0.25105718318152537]], [[-0.24814646410361552]], [[-0.2416355863898199]], [[-0.23172579770663398]], [[-0.217945269628931]], [[-0.20023713656459383]], [[-0.17820152254102678]], [[-0.15267110742884554]], [[-0.12421191205613576]], [[-0.08970799965841046]], [[-0.05055988567394795]], [[0.0005549973815211261]]], [[[0.003446250323421631]], [[0.08794343594834059]], [[0.1709004187583902]], [[0.245116021648353]], [[0.3061867718729191]], [[0.360858112884096]], [[0.4079906686584319]], [[0.44581863600527966]], [[0.4752027972701184]], [[0.4963472140120287]], [[0.510321431601575]], [[0.5168230185542028]], [[0.5179397379207022]], [[0.5118752124040371]], [[0.5010732669607827]], [[0.48392473249707735]], [[0.46207124203694244]], [[0.43571365983152854]], [[0.4048711075945911]], [[0.37054325900702745]], [[0.33267647573963194]], [[0.29192874053851703]], [[0.24878002892178608]], [[0.20353184713276268]], [[0.15702017936948945]], [[0.10973538922654646]], [[0.06273588379507672]], [[0.0298276272272894]], [[0.005911652158337274]], [[-0.04053933317314878]], [[-0.10510203290397593]], [[-0.1693367708124746]], [[-0.23073331055401788]], [[-0.2830503486236246]], [[-0.33369403539128184]], [[-0.38245365329352055]], [[-0.4289179880628183]], [[-0.47257004131703745]], [[-0.5133415695910569]], [[-0.5504653479583461]], [[-0.5838427689423658]], [[-0.6131144271935631]], [[-0.6374703758960955]], [[-0.6574455739166021]], [[-0.6717120327672851]], [[-0.679964974796156]], [[-0.7163692590450227]], [[-0.7494686634823067]], [[-0.767355601491432]], [[-0.7793057244041747]], [[-0.7843344459909042]], [[-0.7844868471322151]], [[-0.7841718737880545]], [[-0.7834438369361896]], [[-0.7823572768570412]], [[-0.7809669520604774]], [[-0.7793278284512136]], [[-0.7774950677767878]], [[-0.775524014432963]], [[-0.7674675909511817]], [[-0.7568743029621721]], [[-0.7460420035723665]], [[-0.734874323554523]], [[-0.7233639002240696]], [[-0.7115338505677571]], [[-0.6993205507876439]], [[-0.6867286364682539]], [[-0.6732690215706834]], [[-0.6587451527113979]], [[-0.6426897740396037]], [[-0.6248575286843033]], [[-0.605056729299492]], [[-0.5830063550522275]], [[-0.5587136406061008]], [[-0.5320770304710231]], [[-0.5031114903304286]], [[-0.47191088225765065]], [[-0.4387995470548439]], [[-0.40653574541216825]], [[-0.39127687611145545]], [[-0.37677447104522316]], [[-0.36309390265477837]], [[-0.3505311773366446]], [[-0.3390234593162446]], [[-0.32853298784186946]], [[-0.3189278796914289]], [[-0.31006951814556505]], [[-0.30184814401948656]], [[-0.29415079104214925]], [[-0.28689591906708023]], [[-0.2634757085374666]], [[-0.20918460714290044]], [[-0.15469495715754178]], [[-0.10004374870628076]], [[-0.04521471413131098]], [[0.009077469159387303]], [[0.04792324608313193]], [[0.08431095000547834]], [[0.11769636885452961]], [[0.14717464065866384]], [[0.17209866809733]], [[0.20935007143214054]], [[0.25405979314464255]], [[0.2937849195179759]], [[0.3244909334002433]], [[0.35227413833053983]], [[0.3791503943457748]], [[0.41008159700889446]], [[0.4456893199967287]], [[0.48668165134347613]], [[0.5314184459365763]], [[0.5790422246220444]], [[0.6285568470634947]], [[0.6790574520896413]], [[0.7299095741382826]], [[0.7802175666303659]], [[0.8290056485803097]], [[0.8751676845680558]], [[0.9175642677454665]], [[0.9548903947444174]], [[0.9856046409753109]], [[1.0077228374283826]], [[1.0196542582269974]], [[1.0197990930233412]], [[1.010158056153678]], [[0.986020902439976]], [[1.0504755121405291]], [[1.1145749300651435]], [[1.1767682411951867]], [[1.2354945891827565]], [[1.289389175957012]], [[1.3240107110413815]], [[1.3372722363400829]], [[1.3494143773895027]], [[1.3606517265554539]], [[1.3709399058510598]], [[1.3803924400021663]], [[1.400261742499493]], [[1.45361113912027]], [[1.5073592796734336]], [[1.5614571274570408]], [[1.6162505023096052]], [[1.6706298802633033]], [[1.7223538208488607]], [[1.771216178564468]], [[1.8172249799476083]], [[1.8603762759994027]], [[1.8999160449567956]], [[1.8958295604486992]], [[1.8911537416674806]], [[1.8604487103171627]], [[1.8215372867903046]], [[1.7666644367764972]], [[1.701684175356696]], [[1.6214854635397193]], [[1.565269632015473]], [[1.4947429674051245]], [[1.4079318492725426]], [[1.3067292271868085]], [[1.1915401817643114]], [[1.067476643905939]], [[0.9392180150724045]], [[0.8094970115125932]], [[0.684978169250789]], [[0.5676653440858166]], [[0.46234470370680225]], [[0.36716804672492676]], [[0.28121263875994584]], [[0.2021244049178514]], [[0.12838986044349845]], [[0.0580810940131215]], [[-0.0023047456111090613]], [[-0.025795429145548877]], [[-0.05971346283194946]], [[-0.11056237700347643]], [[-0.16158833482178464]], [[-0.2115087433887984]], [[-0.25975614755900395]], [[-0.3054464295546959]], [[-0.3482913059118211]], [[-0.38782791538188083]], [[-0.4234117017224645]], [[-0.4551630816649498]], [[-0.48208291880827114]], [[-0.5042164444662339]], [[-0.5214668591649311]], [[-0.5319520489424049]], [[-0.5376846393103278]], [[-0.536351834349763]], [[-0.529254100121816]], [[-0.5147705552786614]], [[-0.49313760519457733]], [[-0.46334714204267763]], [[-0.4252243761293034]], [[-0.37798505154395745]], [[-0.3233628399557231]], [[-0.2625550647583376]], [[-0.18903482115985693]], [[-0.10495769553570546]], [[0.0034462503234216416]]], [[[0.008737706184140867]], [[0.12538700159794747]], [[0.23388006072491999]], [[0.33103694014966156]], [[0.4114105498816407]], [[0.48353434621875396]], [[0.5460297258560243]], [[0.5967023401703568]], [[0.6364665301756024]], [[0.6656947677720975]], [[0.6857492883816312]], [[0.6967117453320096]], [[0.699159215977703]], [[0.6935459771923957]], [[0.6821125650290454]], [[0.6617537721730091]], [[0.6354645285644285]], [[0.6032673021834164]], [[0.5651597676051392]], [[0.5224394691804877]], [[0.4749748985262553]], [[0.42359439898668544]], [[0.36886871304989893]], [[0.3111186334011202]], [[0.2513439342844951]], [[0.19002746083462535]], [[0.12829141690025053]], [[0.0702061957862052]], [[0.017113771896199937]], [[-0.04517271800410114]], [[-0.11711451872557517]], [[-0.18869087369951118]], [[-0.25892944782501864]], [[-0.32635024922536504]], [[-0.39182214941311977]], [[-0.4550768688550691]], [[-0.5155962543890695]], [[-0.5727414097240132]], [[-0.6264065414217119]], [[-0.6756530247071282]], [[-0.7203415943287631]], [[-0.7600081113537792]], [[-0.7936905882552243]], [[-0.8219452235875795]], [[-0.8431685170714386]], [[-0.8571679587577383]], [[-0.8986593300284967]], [[-0.9336699134576669]], [[-0.9537493179875978]], [[-0.9666628677674187]], [[-0.9698458872164005]], [[-0.9695306155969766]], [[-0.9686027890002009]], [[-0.9671370356278826]], [[-0.9652081884125915]], [[-0.9628912751310483]], [[-0.9602615087305502]], [[-0.957394277014854]], [[-0.9543651308635]], [[-0.9451576824342227]], [[-0.9332477814274859]], [[-0.921036836176943]], [[-0.9084033681404605]], [[-0.8953361969769619]], [[-0.8818534483060048]], [[-0.8679120606988397]], [[-0.8535128430554539]], [[-0.8383612099168444]], [[-0.8223384257144951]], [[-0.8051782211559346]], [[-0.7867559532580878]], [[-0.7669915599625055]], [[-0.7457820704284135]], [[-0.7232020156938128]], [[-0.6992971856677419]], [[-0.6741975254980878]], [[-0.6480811812577374]], [[-0.6212883857901741]], [[-0.5944231433256184]], [[-0.5709034862275144]], [[-0.5477043252637515]], [[-0.5248410223728379]], [[-0.5026328211361549]], [[-0.48103304876010766]], [[-0.4600444081733607]], [[-0.43958106021521615]], [[-0.41953357868545693]], [[-0.3949532772433452]], [[-0.34513066385064606]], [[-0.29533624909718176]], [[-0.24556684273962148]], [[-0.19581877613829743]], [[-0.14609808084025225]], [[-0.09639086757879381]], [[-0.04670456020337011]], [[0.003126011311770993]], [[0.054660269669850395]], [[0.10669775342550483]], [[0.15934987559864494]], [[0.2128018827320555]], [[0.2671862508775934]], [[0.3219894764880906]], [[0.3759549757829176]], [[0.430456886482316]], [[0.4862280697027821]], [[0.5423744495229522]], [[0.5986058842573726]], [[0.6542196363723964]], [[0.7091131491575765]], [[0.7631817766163864]], [[0.8166151504645693]], [[0.8695199036985963]], [[0.9219910323229462]], [[0.9741519537177451]], [[1.0260299304714091]], [[1.0777310168218852]], [[1.1293423884644829]], [[1.180967528197454]], [[1.232716693226324]], [[1.2847228394197556]], [[1.3371553111892052]], [[1.3902506404757784]], [[1.4442524550971907]], [[1.4994590788312359]], [[1.5558499589143844]], [[1.6141493982665338]], [[1.669724714714936]], [[1.720924378779159]], [[1.771920998352222]], [[1.822684880733719]], [[1.8731910975487982]], [[1.9230984744815671]], [[1.9723660883373793]], [[2.0214841732690876]], [[2.0447388511732862]], [[2.056202903137611]], [[2.066735801096448]], [[2.076420758573035]], [[2.08533722707292]], [[2.093572745191426]], [[2.1012110547943887]], [[2.106438646063825]], [[2.105557914698554]], [[2.1040732978061447]], [[2.1022685861302737]], [[2.100014068454669]], [[2.0971475970836972]], [[2.0939024554614964]], [[2.0902147724046647]], [[2.0858703979608237]], [[2.05594198778811]], [[2.0168692476374326]], [[1.9600107926956758]], [[1.891889714285391]], [[1.806810814558342]], [[1.7441698753508657]], [[1.6655824669540433]], [[1.5688493968200423]], [[1.456079966468818]], [[1.327725554623718]], [[1.1894823529822225]], [[1.046564588470806]], [[0.9020173092151711]], [[0.7632667648077152]], [[0.6325458388662956]], [[0.5151877272384562]], [[0.40913299101346506]], [[0.31335343321103554]], [[0.22522592332989944]], [[0.14306399504966447]], [[0.06471938919217889]], [[-0.00728384344432345]], [[-0.06191612487807218]], [[-0.12321435719963401]], [[-0.18916180764419727]], [[-0.2546933409762522]], [[-0.3184631230332414]], [[-0.379901082907166]], [[-0.43793657518376683]], [[-0.49224214144245976]], [[-0.5422391884751484]], [[-0.587085119895593]], [[-0.6269567820905951]], [[-0.6605239904402816]], [[-0.6878321265206963]], [[-0.708915512656222]], [[-0.7205906606508199]], [[-0.7262576042237028]], [[-0.7236560472651968]], [[-0.7121427972571852]], [[-0.6913221924376737]], [[-0.6610936424805295]], [[-0.6201000622129575]], [[-0.5679853033776412]], [[-0.5038511896451923]], [[-0.429931591743071]], [[-0.34780727272054734]], [[-0.24895788242232178]], [[-0.13369580816681076]], [[0.008737706184140902]]], [[[0.012830989633557013]], [[0.14288998331474473]], [[0.2588953697870573]], [[0.3626497086084692]], [[0.44882496750302914]], [[0.526301423289706]], [[0.5937237164549868]], [[0.6488645468499761]], [[0.6925016335061674]], [[0.7251286130794816]], [[0.7481601466332579]], [[0.7621168106651581]], [[0.7656319122838285]], [[0.7617572848721657]], [[0.7519900260734421]], [[0.732108629218903]], [[0.7060623182523112]], [[0.673646922881346]], [[0.6348190946437857]], [[0.5909354178177045]], [[0.5417741720350137]], [[0.48815582423786263]], [[0.4305900165978291]], [[0.36927803598783654]], [[0.3050927179134455]], [[0.23821181232725636]], [[0.16924659366580108]], [[0.09871843978168501]], [[0.02687063255620007]], [[-0.04536209174387945]], [[-0.11765743895831646]], [[-0.1895858650999965]], [[-0.260575886482017]], [[-0.33035717990127467]], [[-0.3981614060158701]], [[-0.4637114690628324]], [[-0.5264732874348061]], [[-0.5857908289226813]], [[-0.6415511601853775]], [[-0.6927923762663258]], [[-0.7393679692560504]], [[-0.7807970842423896]], [[-0.816099597349648]], [[-0.8458251861696647]], [[-0.8683408103663209]], [[-0.8834814212071219]], [[-0.9275852754727723]], [[-0.9659127935570994]], [[-0.9934651236070996]], [[-1.0137828678332306]], [[-1.0228300625226707]], [[-1.0237783275944397]], [[-1.0240583985143117]], [[-1.0237548230488216]], [[-1.0229538223620382]], [[-1.0217369480309655]], [[-1.0201864959412945]], [[-1.0183849854093787]], [[-1.0164150207189517]], [[-1.0082484367429578]], [[-0.9973398421302958]], [[-0.9861038615529854]], [[-0.9744138079419274]], [[-0.962254871766293]], [[-0.9496340467859171]], [[-0.9365391316553042]], [[-0.9229636430725355]], [[-0.908886031631403]], [[-0.8942806964963754]], [[-0.879123583630563]], [[-0.8633893307653963]], [[-0.8470482229452517]], [[-0.8300781712321526]], [[-0.8124450376861977]], [[-0.7941229075745037]], [[-0.7750783485382913]], [[-0.7552607095181443]], [[-0.7347119226896445]], [[-0.7133189415673413]], [[-0.6910505197131236]], [[-0.6679662903911041]], [[-0.6439683202765455]], [[-0.6191764145555412]], [[-0.5936126630714393]], [[-0.552991178013111]], [[-0.5033811254045724]], [[-0.45354665001051275]], [[-0.4035279424015864]], [[-0.3533394803005343]], [[-0.3030091995906445]], [[-0.2525680100713847]], [[-0.20203013976781076]], [[-0.15145261617597164]], [[-0.10075737494344734]], [[-0.04999320748725446]], [[0.001446833840764133]], [[0.05376543005581459]], [[0.10770919300794836]], [[0.16363672584242334]], [[0.22214410817243546]], [[0.28365716765965177]], [[0.34861824145923886]], [[0.4166575405714971]], [[0.48703273422548143]], [[0.5589605341264012]], [[0.6312715727040589]], [[0.7035226694279335]], [[0.7745320862213401]], [[0.8440157874533583]], [[0.9116985130939147]], [[0.9776770047504908]], [[1.0420565164538622]], [[1.1048372235310329]], [[1.1662627036120703]], [[1.226193446154702]], [[1.2848152308159955]], [[1.342173395037985]], [[1.3983355462182157]], [[1.4533741745788564]], [[1.5073566238878817]], [[1.5603485325073718]], [[1.612412122046774]], [[1.6636007794336627]], [[1.7139371872350002]], [[1.7634517749000371]], [[1.8121374970381336]], [[1.8602881068737647]], [[1.9080247043364915]], [[1.9551402890492384]], [[1.9788123052598863]], [[1.9962290968404288]], [[2.012286893020663]], [[2.027085635131155]], [[2.040635622804686]], [[2.0531780039500735]], [[2.0646661651323823]], [[2.075225480645803]], [[2.0849385086484897]], [[2.0938829049099645]], [[2.102145611752994]], [[2.1098103205947556]], [[2.115063656379783]], [[2.1142078444024093]], [[2.1127470171102964]], [[2.1109655703199928]], [[2.108733000049022]], [[2.1058863786372997]], [[2.1026603564387623]], [[2.0989906592757293]], [[2.094661892506504]], [[2.0647777046232085]], [[2.02570615528731]], [[1.9687634951489683]], [[1.9005043927216065]], [[1.8152060304668372]], [[1.7522770975462498]], [[1.673328415690693]], [[1.5761509562742742]], [[1.4628633783058471]], [[1.3339188915064923]], [[1.1950394068354178]], [[1.051462591683615]], [[0.9062472127394737]], [[0.7668531106201493]], [[0.6355235082603455]], [[0.5176168186345801]], [[0.41106426009152364]], [[0.31483284558916946]], [[0.22628548711998267]], [[0.1437280787554357]], [[0.06500299039440992]], [[-0.011887125498510294]], [[-0.08810796628396741]], [[-0.1629196670697035]], [[-0.23605690199949086]], [[-0.30695205064866093]], [[-0.3749689485064725]], [[-0.43992671857963006]], [[-0.5009107136435754]], [[-0.5577059513174857]], [[-0.6097855811431]], [[-0.6562911530472136]], [[-0.6974571897698799]], [[-0.7318619859696597]], [[-0.7595559477265958]], [[-0.7807303652239164]], [[-0.7913435360973661]], [[-0.7957204872578885]], [[-0.7921581527157728]], [[-0.7778199505950795]], [[-0.7538790674830885]], [[-0.7198501883704416]], [[-0.6742511564380835]], [[-0.616583317472984]], [[-0.5460083522521613]], [[-0.464875250379793]], [[-0.3748798142549064]], [[-0.26694998677606246]], [[-0.1387957474247919]], [[0.012830989633557046]]], [[[0.015555824450159014]], [[0.14661836132522554]], [[0.26346853682549126]], [[0.3680383346086592]], [[0.45501804460142]], [[0.5332698635375707]], [[0.6014578001713843]], [[0.657370087826347]], [[0.7017314241393218]], [[0.7350704586011836]], [[0.7588040375127494]], [[0.7736018667824848]], [[0.7774417182361727]], [[0.7742429173220519]], [[0.7652352213109341]], [[0.7458526846547207]], [[0.720341744789436]], [[0.6884235785064607]], [[0.6500482197313026]], [[0.6065830132270835]], [[0.5577879557326622]], [[0.5044842132301797]], [[0.44717306856738565]], [[0.3860434750354204]], [[0.3219602494816975]], [[0.25508043893520654]], [[0.18599147892253762]], [[0.11516850471912779]], [[0.04275448014501926]], [[-0.02995829324835457]], [[-0.10258403156732164]], [[-0.17495100977150524]], [[-0.24648529359477656]], [[-0.3169070937835131]], [[-0.3854194860247664]], [[-0.4517311828784191]], [[-0.5152936676122013]], [[-0.5754446218481793]], [[-0.6320650189212392]], [[-0.684183791064488]], [[-0.7316448789922297]], [[-0.7738969591736252]], [[-0.809926626151308]], [[-0.8401676689167159]], [[-0.8643816491041624]], [[-0.8814305978513437]], [[-0.9279825446021169]], [[-0.967577047484442]], [[-0.9978166346595148]], [[-1.020993107836782]], [[-1.0325856607411272]], [[-1.0341044338626886]], [[-1.034154328775439]], [[-1.0332557383781313]], [[-1.0323271202093172]], [[-1.0311792147997685]], [[-1.0298001952039177]], [[-1.0282319759340486]], [[-1.0265372962890433]], [[-1.0186560594507728]], [[-1.0080342591695284]], [[-0.997108663794049]], [[-0.9857427218256265]], [[-0.9739178725174455]], [[-0.9616349126780191]], [[-0.9488910549244023]], [[-0.9356773376503418]], [[-0.9220617447647906]], [[-0.9080539614067945]], [[-0.8937210947708897]], [[-0.8790964696855154]], [[-0.8642046975596008]], [[-0.849113577542108]], [[-0.8338316171169958]], [[-0.8184286868804347]], [[-0.8029299957940266]], [[-0.7873972987663024]], [[-0.7719175530056154]], [[-0.7565849235014196]], [[-0.7415538441184691]], [[-0.726947936120913]], [[-0.7129240979947349]], [[-0.6991549961596133]], [[-0.6854828055198392]], [[-0.6712655314674894]], [[-0.6400005102181436]], [[-0.597845200132423]], [[-0.554937185516581]], [[-0.5111793031531465]], [[-0.4668376939021628]], [[-0.4218986931066738]], [[-0.37645501774147877]], [[-0.33002143936690226]], [[-0.27451347840627804]], [[-0.2150999860921244]], [[-0.15230880869364946]], [[-0.08603780859217726]], [[-0.01642614909932617]], [[0.05651557719666621]], [[0.13266381578749617]], [[0.21165074775972406]], [[0.2935025278376375]], [[0.3766973248969115]], [[0.46130096466529397]], [[0.5474419025101661]], [[0.6338982554928474]], [[0.7202292575512915]], [[0 | Lift coefficient corrected with CCBlade.Polar.
af_3d.cd_corrected | output |  | [[[[0.5000000000000001]], [[0.5000000000000001]], [[0.5000000000000002]], [[0.5]], [[0.5]], [[0.5000000000000001]], [[0.5000000000000001]], [[0.5000000000000001]], [[0.5000000000000001]], [[0.5000000000000001]], [[0.5000000000000001]], [[0.5]], [[0.5000000000000001]], [[0.5000000000000001]], [[0.5000000000000001]], [[0.5]], [[0.5000000000000001]], [[0.5000000000000001]], [[0.5]], [[0.5000000000000001]], [[0.49999999999999994]], [[0.5000000000000001]], [[0.5]], [[0.49999999999999994]], [[0.4999999999999999]], [[0.4999999999999999]], [[0.5000000000000001]], [[0.5000000000000002]], [[0.4999999999999999]], [[0.49999999999999994]], [[0.5000000000000002]], [[0.5000000000000001]], [[0.5000000000000001]], [[0.5000000000000002]], [[0.5]], [[0.5000000000000001]], [[0.5000000000000001]], [[0.5000000000000002]], [[0.5]], [[0.5]], [[0.5000000000000001]], [[0.5]], [[0.5000000000000002]], [[0.5000000000000001]], [[0.5000000000000001]], [[0.5]], [[0.5000000000000001]], [[0.5000000000000001]], [[0.5000000000000001]], [[0.5000000000000001]], [[0.5000000000000001]], [[0.5000000000000001]], [[0.5000000000000001]], [[0.5000000000000001]], [[0.5]], [[0.5]], [[0.5]], [[0.5]], [[0.5]], [[0.5]], [[0.5]], [[0.5]], [[0.5000000000000001]], [[0.5000000000000002]], [[0.5000000000000001]], [[0.5000000000000002]], [[0.5000000000000002]], [[0.5000000000000001]], [[0.5]], [[0.5]], [[0.5000000000000001]], [[0.5]], [[0.5000000000000001]], [[0.5]], [[0.5000000000000001]], [[0.5000000000000001]], [[0.5]], [[0.49999999999999994]], [[0.5]], [[0.5]], [[0.5]], [[0.5000000000000002]], [[0.5000000000000001]], [[0.5000000000000001]], [[0.5000000000000002]], [[0.5000000000000003]], [[0.5000000000000001]], [[0.5]], [[0.5000000000000001]], [[0.5000000000000001]], [[0.5000000000000002]], [[0.5]], [[0.5000000000000001]], [[0.5000000000000001]], [[0.5000000000000001]], [[0.5000000000000001]], [[0.5000000000000001]], [[0.5000000000000002]], [[0.5000000000000001]], [[0.5000000000000002]], [[0.5000000000000001]], [[0.5000000000000001]], [[0.5000000000000001]], [[0.5000000000000001]], [[0.5000000000000003]], [[0.5]], [[0.5000000000000001]], [[0.5000000000000002]], [[0.5000000000000001]], [[0.5]], [[0.5000000000000001]], [[0.5000000000000002]], [[0.5000000000000001]], [[0.5000000000000001]], [[0.5000000000000002]], [[0.5000000000000002]], [[0.5]], [[0.5000000000000001]], [[0.5000000000000001]], [[0.5000000000000001]], [[0.5000000000000001]], [[0.5]], [[0.5000000000000001]], [[0.5000000000000001]], [[0.5000000000000001]], [[0.5000000000000001]], [[0.5000000000000001]], [[0.49999999999999994]], [[0.5000000000000001]], [[0.5000000000000001]], [[0.5]], [[0.5]], [[0.5000000000000001]], [[0.5]], [[0.5]], [[0.5000000000000001]], [[0.5000000000000001]], [[0.5]], [[0.5]], [[0.5]], [[0.5]], [[0.5]], [[0.5000000000000001]], [[0.5]], [[0.5000000000000001]], [[0.5000000000000001]], [[0.5]], [[0.5000000000000001]], [[0.5]], [[0.5000000000000001]], [[0.5000000000000001]], [[0.5]], [[0.5000000000000001]], [[0.5000000000000001]], [[0.4999999999999998]], [[0.4999999999999998]], [[0.4999999999999998]], [[0.4999999999999998]], [[0.5]], [[0.5]], [[0.5]], [[0.5]], [[0.4999999999999998]], [[0.5]], [[0.4999999999999998]], [[0.5000000000000002]], [[0.4999999999999999]], [[0.5000000000000002]], [[0.5]], [[0.4999999999999998]], [[0.4999999999999999]], [[0.4999999999999998]], [[0.5]], [[0.5]], [[0.49999999999999994]], [[0.4999999999999999]], [[0.4999999999999999]], [[0.4999999999999999]], [[0.5]], [[0.5]], [[0.4999999999999998]], [[0.49999999999999994]], [[0.5000000000000001]], [[0.5000000000000001]], [[0.5000000000000001]], [[0.5]], [[0.5000000000000001]], [[0.5000000000000001]], [[0.5000000000000001]], [[0.5000000000000001]], [[0.5000000000000001]], [[0.5000000000000001]], [[0.5000000000000001]], [[0.5000000000000002]], [[0.5000000000000001]], [[0.5000000000000001]], [[0.5]], [[0.5000000000000001]], [[0.5000000000000001]], [[0.5000000000000001]]], [[[0.4900672044674554]], [[0.4889830846996895]], [[0.48725249871912907]], [[0.48825170671494833]], [[0.4895900444898101]], [[0.49165999732538235]], [[0.49404705798424686]], [[0.4961980818316635]], [[0.4981680215194504]], [[0.49998442759544703]], [[0.5017887158549977]], [[0.503854736556168]], [[0.5058954322731962]], [[0.5079877636803942]], [[0.5100601072225116]], [[0.512084737857031]], [[0.5140091442158888]], [[0.5157820691363929]], [[0.5173900312707848]], [[0.5188160592856993]], [[0.5200719637110011]], [[0.5211588110739807]], [[0.5220704106782712]], [[0.5228271726006376]], [[0.5234085378555141]], [[0.5238315622111003]], [[0.5241078785372373]], [[0.5241725324057418]], [[0.5241055078958552]], [[0.5239998354824794]], [[0.5235856036243317]], [[0.5230619649795792]], [[0.5224282947456386]], [[0.5216307185922608]], [[0.5207044231547009]], [[0.5196409830015275]], [[0.5184510159218453]], [[0.5171404054092071]], [[0.5157065801568091]], [[0.5141634299212146]], [[0.5125080893398269]], [[0.5107484211916783]], [[0.5088901068297277]], [[0.5069334623654466]], [[0.5048872633189255]], [[0.5027579967995123]], [[0.5005532853849411]], [[0.5000350272901021]], [[0.5000047758253728]], [[0.4978147107480412]], [[0.49435082985284906]], [[0.49367292517722183]], [[0.49300027281214204]], [[0.4923331703018293]], [[0.49167191519050346]], [[0.49101680502238443]], [[0.4903681373416917]], [[0.4897895684246514]], [[0.4894888769133872]], [[0.4892042054475821]], [[0.4889402916775246]], [[0.4886876186193332]], [[0.488449509037859]], [[0.4882259202464526]], [[0.48801757182768357]], [[0.48782574041903803]], [[0.4876503115568311]], [[0.48750075326613185]], [[0.48737937607318216]], [[0.4872961202832411]], [[0.48725700807766226]], [[0.48726514370142915]], [[0.48733338651191516]], [[0.48746173357162687]], [[0.4876624610245522]], [[0.48795499544798376]], [[0.48832717375037743]], [[0.488786759100626]], [[0.48934460192668117]], [[0.4900075367518423]], [[0.4907805414222425]], [[0.49164186050625674]], [[0.4925351134580901]], [[0.49340640321382256]], [[0.4941936791103489]], [[0.4948370637974435]], [[0.4952815466270282]], [[0.4954634296533591]], [[0.4953260460180716]], [[0.4947910350385484]], [[0.4938538747181209]], [[0.49248501228774066]], [[0.49096364406431114]], [[0.48941640321518487]], [[0.4880349999488823]], [[0.48680820985402756]], [[0.48576426010191387]], [[0.48498146229513106]], [[0.484435477077447]], [[0.4841344116742697]], [[0.48400045906388334]], [[0.4839619662233331]], [[0.48399678800895285]], [[0.48405260958981405]], [[0.4841428944672795]], [[0.4842074881902596]], [[0.4842735187589385]], [[0.48428185299208537]], [[0.48426310170098114]], [[0.4842420769624182]], [[0.4842925848466182]], [[0.48449495926567293]], [[0.4849165532702108]], [[0.48559320752776236]], [[0.4866411609248654]], [[0.4880826925262829]], [[0.48988365602039113]], [[0.4919409831848302]], [[0.49414555968413826]], [[0.49639196185881423]], [[0.49857680054125425]], [[0.4998325559161242]], [[0.49985111433546625]], [[0.49986785625926966]], [[0.49988324582665367]], [[0.499897563085934]], [[0.49991097662620193]], [[0.49992363116854327]], [[0.4999357218541034]], [[0.49994731922769864]], [[0.4999583148394831]], [[0.4999684253304812]], [[0.499977386168879]], [[0.49998501833326336]], [[0.4999912214941814]], [[0.49999594169281314]], [[0.49999914078090185]], [[0.5007817089909875]], [[0.5021132984590615]], [[0.5034530064741956]], [[0.5048039944666753]], [[0.5061675867226033]], [[0.5075451603875981]], [[0.508936885143002]], [[0.5103394644440971]], [[0.5117501223541782]], [[0.5131666768281752]], [[0.5145916755819513]], [[0.516022328357073]], [[0.517453650624131]], [[0.5245291780336594]], [[0.5314192231596893]], [[0.5380195326761192]], [[0.544175532218601]], [[0.5498485636506039]], [[0.5549602206982216]], [[0.5593671459794289]], [[0.5631155904781431]], [[0.5659785562574569]], [[0.5679770403776394]], [[0.5690391950663731]], [[0.5692494996201334]], [[0.5684138626147655]], [[0.566794988595992]], [[0.5639569173768453]], [[0.5601981757781431]], [[0.5501454339962852]], [[0.5401703642065419]], [[0.5321116610558813]], [[0.5269530105203752]], [[0.5260809713965815]], [[0.5258548732403159]], [[0.5262344648976124]], [[0.5264638564054649]], [[0.5262776938231774]], [[0.525919226344166]], [[0.5253407739608639]], [[0.5245240170901706]], [[0.5235088368694404]], [[0.5222778190414006]], [[0.5208680077943495]], [[0.519302062408638]], [[0.5175858531146885]], [[0.5157644328864657]], [[0.5138432798154284]], [[0.511850741862362]], [[0.509788151178885]], [[0.507657730606556]], [[0.5054629625903229]], [[0.5027793984343183]], [[0.4999947036978877]], [[0.4985251669367362]], [[0.496100379932323]], [[0.4939318444076283]], [[0.4918136707813936]], [[0.4900632957206597]], [[0.4889221519184182]], [[0.48808699019337953]], [[0.48929526504669424]], [[0.4900672044674554]]], [[[0.38447989749241973]], [[0.37390423603679246]], [[0.3564133619341195]], [[0.3676510071537669]], [[0.38265761017250927]], [[0.4055677513698473]], [[0.43176750256984353]], [[0.4554565985624827]], [[0.4774605432264126]], [[0.49778833778073]], [[0.5179782916590565]], [[0.5420678444236574]], [[0.5658862254593247]], [[0.5896382916477493]], [[0.612915796076379]], [[0.6356565273756221]], [[0.6572751611864359]], [[0.6772050473327406]], [[0.6953005741314922]], [[0.7113757111455705]], [[0.725563884042286]], [[0.7378778874003137]], [[0.748249105009175]], [[0.7569036718199396]], [[0.7636118005090998]], [[0.7685609685116148]], [[0.7718744104661265]], [[0.7728489493268182]], [[0.7723657200611694]], [[0.7712792076225953]], [[0.7669486386194647]], [[0.7613193048101328]], [[0.7544057182692684]], [[0.745656820462204]], [[0.7354682343528889]], [[0.7237344117196572]], [[0.7105849540713428]], [[0.6960890877195802]], [[0.6802219486082883]], [[0.6631506224089246]], [[0.6448508331569309]], [[0.6254268201235286]], [[0.6049632635046568]], [[0.5834949342460188]], [[0.5611740457674399]], [[0.538152840132167]], [[0.5146775614288631]], [[0.5051258709234818]], [[0.5008197588758456]], [[0.4780357693921315]], [[0.4432204795114034]], [[0.4364068942561421]], [[0.42964609970581064]], [[0.4229410864621581]], [[0.4162948451269337]], [[0.40971036630188645]], [[0.4031906405887654]], [[0.39723949092717603]], [[0.3934999856166751]], [[0.38991309965758025]], [[0.38652395666350486]], [[0.3832422100096271]], [[0.3800996028528403]], [[0.3770959883643076]], [[0.3742386292481196]], [[0.3715388204167853]], [[0.3689961108769071]], [[0.3666918007147665]], [[0.36464555592487247]], [[0.3629426691823116]], [[0.36163464139445933]], [[0.36074813463449906]], [[0.36039326260458554]], [[0.36057006286945875]], [[0.36156194732391056]], [[0.3647350607838243]], [[0.36864103331004827]], [[0.3733400188720599]], [[0.3789215552052849]], [[0.3854291414517128]], [[0.3928859274622953]], [[0.40105659414213196]], [[0.40939270029556885]], [[0.41740015864274155]], [[0.424529796014948]], [[0.4302664786503991]], [[0.43414103463428605]], [[0.4356010026719219]], [[0.43414099469443146]], [[0.42902726506224814]], [[0.420162908769114]], [[0.407148326783975]], [[0.3924729249268228]], [[0.3772560985433848]], [[0.3633624630085046]], [[0.3507369823873923]], [[0.33973354646812115]], [[0.3312966867406163]], [[0.3253083209506705]], [[0.32196711902860226]], [[0.32047190612270476]], [[0.3200404715498289]], [[0.32042731646957956]], [[0.32104740322120245]], [[0.3220488767433044]], [[0.3227643109331331]], [[0.32349484778873044]], [[0.3235882747912688]], [[0.3233832234414665]], [[0.32315323493293013]], [[0.3237148994521421]], [[0.3259507245971126]], [[0.3305682070434909]], [[0.3378744103924877]], [[0.3489546945632952]], [[0.36378892133610646]], [[0.38178021025985803]], [[0.4017634359680979]], [[0.42267647658312646]], [[0.4436068971129331]], [[0.4637266993446513]], [[0.4762002252273503]], [[0.4786339409024085]], [[0.4808625483331102]], [[0.4829399306519569]], [[0.484897649897543]], [[0.48675376868899584]], [[0.4885235250004444]], [[0.49022818488873326]], [[0.49187386309007086]], [[0.4934452494451499]], [[0.49490755519409074]], [[0.4962290441008321]], [[0.49738836029236155]], [[0.49837375163204845]], [[0.4991790748993664]], [[0.4998000721897667]], [[0.507856917124771]], [[0.5212406548270313]], [[0.5347059916309512]], [[0.5482847029107907]], [[0.5619900989984976]], [[0.5758360215143147]], [[0.5898241759167437]], [[0.6039214288032714]], [[0.6180998793759169]], [[0.6323375960111819]], [[0.6466601856710192]], [[0.6610396036104949]], [[0.6754257505792105]], [[0.7465415150281817]], [[0.8157930065234529]], [[0.8821323802114991]], [[0.9440060170546765]], [[1.0010253660980615]], [[1.0524023698890097]], [[1.0966961507060389]], [[1.1343715748251801]], [[1.1631470975816836]], [[1.1832337593554059]], [[1.1939094218580513]], [[1.1960231821817884]], [[1.1876242373400867]], [[1.1713530172983648]], [[1.1428277084940455]], [[1.105053952701153]], [[1.0165005208865068]], [[0.9282010409323026]], [[0.8565357482231412]], [[0.8032383592345472]], [[0.7938805073778995]], [[0.7914209127728696]], [[0.7953592900283825]], [[0.7976387901777923]], [[0.7953624382277724]], [[0.7911757243665587]], [[0.7845594057235408]], [[0.7753057232760256]], [[0.7638537717909518]], [[0.7500033015739791]], [[0.734161848632582]], [[0.7165052750085485]], [[0.6967482790280917]], [[0.675790309698417]], [[0.6536812198697451]], [[0.6306942251774811]], [[0.6068983808193551]], [[0.5823387209187416]], [[0.5571265888847621]], [[0.5279355916420629]], [[0.4991865290079401]], [[0.48147306951531493]], [[0.45492553165490607]], [[0.4308670572705817]], [[0.4072898727453705]], [[0.3876738345017147]], [[0.37470010225172407]], [[0.36514939512552447]], [[0.3770254338382974]], [[0.38447989749241973]]], [[[0.2385897382415119]], [[0.2232530453477129]], [[0.19684977957749938]], [[0.22045877608608586]], [[0.2516937471446345]], [[0.2977100058203191]], [[0.34981023136180356]], [[0.3978940616277051]], [[0.44428943576430757]], [[0.48791869631247775]], [[0.5313894973055042]], [[0.5838267431291182]], [[0.6357386087876692]], [[0.6860660015117716]], [[0.7348122739970048]], [[0.7823513623943835]], [[0.8275757632468566]], [[0.8694177512590703]], [[0.907615687247702]], [[0.9417949132900807]], [[0.9722069315723232]], [[0.9988600065125189]], [[1.0215981836635506]], [[1.040854897974793]], [[1.0561481639836485]], [[1.0678332548366865]], [[1.0761162357755965]], [[1.0796832694201504]], [[1.0802593379544843]], [[1.0785577567847404]], [[1.0712732781214733]], [[1.0608193300868736]], [[1.0473727805109911]], [[1.0300667643389043]], [[1.0097286215907668]], [[0.9860768534229577]], [[0.9594291537941132]], [[0.9299372652007131]], [[0.8975555011880226]], [[0.8626700964828349]], [[0.8252415924352479]], [[0.7855265918469515]], [[0.743745117001379]], [[0.700028090704267]], [[0.654802049361575]], [[0.6085174209354998]], [[0.5619798862049683]], [[0.529580868136665]], [[0.5059574717476956]], [[0.4616511862996803]], [[0.4008648519456619]], [[0.3889685594576539]], [[0.3771644377788405]], [[0.3654577084000801]], [[0.3538535928122307]], [[0.34235731250615087]], [[0.3309740889726985]], [[0.320159045313099]], [[0.31139069765515176]], [[0.3028626021536424]], [[0.29464575610492255]], [[0.2865989890254589]], [[0.27877256034791525]], [[0.2711670947729077]], [[0.2637953670742867]], [[0.25667230086826637]], [[0.24979929247600022]], [[0.24327501067361282]], [[0.23712268682640328]], [[0.2314456058127876]], [[0.2263055021993873]], [[0.2217347579087157]], [[0.21786588876867782]], [[0.21469916981692547]], [[0.21305192691283695]], [[0.2177725129159404]], [[0.2235286340193909]], [[0.23037377246113847]], [[0.2384087866329644]], [[0.24764560056264498]], [[0.2580584675729402]], [[0.26923833862709856]], [[0.2803608524815339]], [[0.2907522047964545]], [[0.2997148690916972]], [[0.3066339655106233]], [[0.31095687030860364]], [[0.31201404441818315]], [[0.3091512648687614]], [[0.301330416398775]], [[0.288284611265505]], [[0.26914125343879436]], [[0.24712340781498338]], [[0.22365231040474218]], [[0.20153397075936572]], [[0.18082347872991447]], [[0.1622113545293712]], [[0.14751374491777924]], [[0.13682991416104254]], [[0.13072398351527342]], [[0.1279211491253401]], [[0.12705057290782623]], [[0.1276855445543628]], [[0.12876159514535085]], [[0.13053702962459063]], [[0.1318191401744461]], [[0.13313620675877041]], [[0.13332837262288347]], [[0.13300239942485972]], [[0.1326421301513658]], [[0.13370659351968397]], [[0.13776354298554536]], [[0.14599824453055688]], [[0.15877253411309247]], [[0.17761001728174572]], [[0.2019196859222221]], [[0.2302060746142197]], [[0.26038154282109616]], [[0.2908999856414637]], [[0.32070787500879266]], [[0.349031568748765]], [[0.36979793870010425]], [[0.38097941157754334]], [[0.39159345949236957]], [[0.4018085528627454]], [[0.4117112255409278]], [[0.42133864203467647]], [[0.430718447746888]], [[0.4398993702834575]], [[0.4488739811075597]], [[0.4575596137745918]], [[0.4658232813908564]], [[0.4735526309639149]], [[0.48067356317151844]], [[0.48714799535833325]], [[0.4929582682423203]], [[0.4980932546073075]], [[0.5137179151164418]], [[0.5370854745325251]], [[0.5605955032571641]], [[0.5843034800334798]], [[0.6082326442568912]], [[0.6324071629344499]], [[0.6568300137397898]], [[0.6814433468577763]], [[0.7061984484261776]], [[0.7310570265622185]], [[0.7560637901669703]], [[0.7811697740516249]], [[0.8062875065967867]], [[0.930453258208974]], [[1.051364051454335]], [[1.167190384184942]], [[1.2752196894049577]], [[1.374773570112936]], [[1.4644761042938446]], [[1.5418115675277138]], [[1.6075916008200202]], [[1.657832703320698]], [[1.6929033444906125]], [[1.711542694975977]], [[1.7152332499655554]], [[1.7005689725426856]], [[1.672159965316484]], [[1.6223557280267404]], [[1.5564201326155829]], [[1.4407902163595216]], [[1.323959270921068]], [[1.2279692848687078]], [[1.1376697957196895]], [[1.1211750725695844]], [[1.1165508311744]], [[1.1225956277487485]], [[1.1251518792457922]], [[1.1188615827563195]], [[1.1086292524777643]], [[1.093537847741118]], [[1.0731957580840599]], [[1.0484857256514142]], [[1.0190077062045328]], [[0.9855368986452968]], [[0.9482591514061977]], [[0.9059358687360283]], [[0.8610677126969696]], [[0.8137254680836525]], [[0.7643496074137076]], [[0.7132344857331284]], [[0.6605295762813758]], [[0.6066676168923908]], [[0.5487746108031616]], [[0.4949156706548992]], [[0.45289400474708374]], [[0.3991478213810514]], [[0.3497596360458518]], [[0.3013031129046104]], [[0.26039736861304197]], [[0.23230863758558046]], [[0.21133268507724062]], [[0.2280877733513714]], [[0.2385897382415119]]], [[[0.11964998435457999]], [[0.11178387685045256]], [[0.0992962122506307]], [[0.13021452709216572]], [[0.17040936567058235]], [[0.22588070464097645]], [[0.28852118488089845]], [[0.34936949936444084]], [[0.41197548710991816]], [[0.4733320283555445]], [[0.5349771147940641]], [[0.603442558076813]], [[0.671272365065362]], [[0.7369616951423208]], [[0.8004582877962552]], [[0.8620822920963808]], [[0.9207911193955687]], [[0.9755591315206661]], [[1.0261580499006373]], [[1.0721174856572688]], [[1.1136557363089399]], [[1.1507084944281485]], [[1.1830198269298429]], [[1.211031539237315]], [[1.2341036340319758]], [[1.2525944002147986]], [[1.2666406866318114]], [[1.2749021589473688]], [[1.2793224101554441]], [[1.2784070604548325]], [[1.2728845466013483]], [[1.262141455833086]], [[1.2467738737505547]], [[1.2262727466778789]], [[1.2017083394137422]], [[1.1725794781707926]], [[1.139386786098503]], [[1.1023273683375248]], [[1.0613325689385391]], [[1.0169495587219546]], [[0.9691045636480364]], [[0.9181436954156937]], [[0.8643413340292475]], [[0.8078284195645498]], [[0.7491218415968028]], [[0.6886480933585429]], [[0.627219882512919]], [[0.5696064966941319]], [[0.5171851717170931]], [[0.45726816374414975]], [[0.38953434265367815]], [[0.37627838051044704]], [[0.3631251237066002]], [[0.35008039051579043]], [[0.33714999921167027]], [[0.3243397680678926]], [[0.31165551535811004]], [[0.29919386754172056]], [[0.28725801282830477]], [[0.27556451922010305]], [[0.26418496869390407]], [[0.2529780803012861]], [[0.24199486525933514]], [[0.23123687162901366]], [[0.22071842547795995]], [[0.21045151759436437]], [[0.2004398155104385]], [[0.19075141605766502]], [[0.1814014677383707]], [[0.1724609340228198]], [[0.16397135185448983]], [[0.15595510298340712]], [[0.14850208285806052]], [[0.14161280048469677]], [[0.13599364407116415]], [[0.13595331824414156]], [[0.1367351765615032]], [[0.13836137463143403]], [[0.14090659513831838]], [[0.14436486451261243]], [[0.14869528008304075]], [[0.15360064069120266]], [[0.15851346168402425]], [[0.1629825994226311]], [[0.16656726036428773]], [[0.16889787999094932]], [[0.16963129855175305]], [[0.1683680910494574]], [[0.1646810370400774]], [[0.15786650371310093]], [[0.14771610476323718]], [[0.13351189488836748]], [[0.11736739413410613]], [[0.10019236843314483]], [[0.08393500012525154]], [[0.06871773076809261]], [[0.05495334200895187]], [[0.0438813468699581]], [[0.0356463639156839]], [[0.03065393272866098]], [[0.02813914799505514]], [[0.02711907194775521]], [[0.027334250282318503]], [[0.027970522556450095]], [[0.02919765523677328]], [[0.030151875939278226]], [[0.031172366874684363]], [[0.03141133818958373]], [[0.031323385187654415]], [[0.03125208747669394]], [[0.032272056776793304]], [[0.03555156071190644]], [[0.041939381178101344]], [[0.05164600191991038]], [[0.06568233571035244]], [[0.08345311764018315]], [[0.10384067943816465]], [[0.12548724700258398]], [[0.14755217351586894]], [[0.16961668321884346]], [[0.19150577464158572]], [[0.21206413337860902]], [[0.23098393851241455]], [[0.25015929412955523]], [[0.2696188175878041]], [[0.2893193287265327]], [[0.3091751358910301]], [[0.32909565428803955]], [[0.349004528595615]], [[0.3687740109930976]], [[0.3882242599766469]], [[0.4072173016063887]], [[0.4256715063802552]], [[0.4435393707386704]], [[0.4608080480222114]], [[0.4774819143988339]], [[0.4935694928657205]], [[0.5152857845123527]], [[0.5413241055532614]], [[0.5675211792276221]], [[0.5939388251417792]], [[0.6206029388044566]], [[0.6475404493560495]], [[0.6747546747991211]], [[0.7021811534570443]], [[0.7297656037867046]], [[0.7574653573896095]], [[0.7853302331064326]], [[0.8133056693424727]], [[0.8412941970352901]], [[0.9796512948047141]], [[1.1143814134180747]], [[1.243445950408398]], [[1.3638223098329527]], [[1.4747545582798538]], [[1.5747095147045276]], [[1.6608839235794617]], [[1.7341821912525444]], [[1.7901655283682492]], [[1.8292445180749888]], [[1.8500142263397679]], [[1.8541265880086388]], [[1.8377862780699457]], [[1.8061303041859034]], [[1.7506337631626518]], [[1.677177742890077]], [[1.586026094985035]], [[1.4919460358388477]], [[1.4131580183180903]], [[1.3364132759836522]], [[1.3228234452649243]], [[1.3180927381333845]], [[1.3204803901371307]], [[1.3180399035679011]], [[1.3057286563875694]], [[1.2882947658007864]], [[1.2650398983679338]], [[1.2356306480626775]], [[1.2011532269027934]], [[1.1611956681150206]], [[1.1165484842123987]], [[1.0674204427593967]], [[1.0126901887238828]], [[0.9546909807703653]], [[0.8934859742113315]], [[0.8295306390651386]], [[0.7633210207654549]], [[0.6950921818171248]], [[0.6255567838962615]], [[0.554349234856935]], [[0.48702968340541986]], [[0.4239216766118121]], [[0.35512923636591814]], [[0.2920273632408793]], [[0.23054476624110237]], [[0.17753368889359358]], [[0.13881694930805422]], [[0.10927349160151972]], [[0.11493498627803865]], [[0.11964998435457999]]], [[[0.0609361223352344]], [[0.06241778614995561]], [[0.06893695545808072]], [[0.10192388467731708]], [[0.14413149326876493]], [[0.19888883796595985]], [[0.26100812537111323]], [[0.3246771432938152]], [[0.3937926922902135]], [[0.4640439658522776]], [[0.5351445655946521]], [[0.606178735995444]], [[0.6765621501653187]], [[0.7459467114535849]], [[0.8133828242839626]], [[0.8785034037011891]], [[0.9406297795824825]], [[0.9990509630281329]], [[1.0536348538486031]], [[1.1038914325578073]], [[1.149931827453497]], [[1.1916042302295249]], [[1.2285773764732357]], [[1.2611932380533741]], [[1.2887564553939792]], [[1.3115422926805635]], [[1.3295683214872704]], [[1.3417599054155869]], [[1.3498869839223]], [[1.3501212203114896]], [[1.3479011042131293]], [[1.3390931730713254]], [[1.3246837204607391]], [[1.3046945864493218]], [[1.2802533919525487]], [[1.250704253290362]], [[1.2166516998661374]], [[1.1782978648636573]], [[1.13555142993557]], [[1.0890182671191326]], [[1.0385790358761857]], [[0.9845808040089209]], [[0.9272578371404436]], [[0.8666404834548245]], [[0.8031228520671027]], [[0.736816615072434]], [[0.6679895977674718]], [[0.5978551232930193]], [[0.5269350458321125]], [[0.45708588095468344]], [[0.38901806684578094]], [[0.37569656901559734]], [[0.3624782421301524]], [[0.34936893208878333]], [[0.33637448498400846]], [[0.3235007471426467]], [[0.31075356517072084]], [[0.29813878600131855]], [[0.28566225694418035]], [[0.27342357547725793]], [[0.26149298427758455]], [[0.24973211859755778]], [[0.23819111988215383]], [[0.2268717394010508]], [[0.21578839719176723]], [[0.20495211246607387]], [[0.19436704947829098]], [[0.18409229749821965]], [[0.17414069561948592]], [[0.16457371785354855]], [[0.1554270494548792]], [[0.14672015491815046]], [[0.1385305213170074]], [[0.130858764834365]], [[0.12375887724149051]], [[0.11720686781139882]], [[0.11129356846798044]], [[0.10604751070528902]], [[0.1015541157969201]], [[0.09785345114918324]], [[0.09496283829118368]], [[0.09280445365546357]], [[0.09114931108993016]], [[0.08974948490667993]], [[0.08833636938171803]], [[0.08665709112204006]], [[0.0844535415502797]], [[0.08146268439882082]], [[0.07741891501907992]], [[0.0719758922204514]], [[0.06516265827490375]], [[0.05681537955469715]], [[0.04826425264988131]], [[0.040085507173418675]], [[0.03309404389865718]], [[0.027325916448440866]], [[0.022611390838538373]], [[0.018903013742902035]], [[0.016045232723782787]], [[0.013884416573602437]], [[0.012431749024005114]], [[0.011470550711932545]], [[0.011041303121625405]], [[0.010897415295778095]], [[0.011043895692147455]], [[0.011298171508651655]], [[0.011647722989664315]], [[0.011889714257084474]], [[0.01215178092495785]], [[0.012497064500665452]], [[0.013192809519287033]], [[0.014569046193835788]], [[0.01687239117504291]], [[0.020242362801714278]], [[0.02515339147149482]], [[0.03173267615248239]], [[0.04014568306675134]], [[0.05044974000570233]], [[0.06268757944105834]], [[0.0768832198481913]], [[0.09305861025886901]], [[0.11123490662703758]], [[0.13138505886782786]], [[0.1532810373477779]], [[0.1766428168554527]], [[0.201194739505968]], [[0.2266654764739236]], [[0.2527918667810225]], [[0.2792993675910877]], [[0.30591619344512444]], [[0.3324025680963767]], [[0.35870843092727633]], [[0.3848787485139733]], [[0.4109577535377206]], [[0.4369951419937831]], [[0.46303796626795374]], [[0.48912856929142934]], [[0.5152151251060432]], [[0.54137858238079]], [[0.5677013914762079]], [[0.5942455529313052]], [[0.6210370123766028]], [[0.6481027666903052]], [[0.6754461100329805]], [[0.7030023910633281]], [[0.7307171161143137]], [[0.7585474383849313]], [[0.7865433700354498]], [[0.8146501468446444]], [[0.8427699292871327]], [[0.9817740759482139]], [[1.1171339873565518]], [[1.2468033175478366]], [[1.367745964442418]], [[1.4792023889902388]], [[1.5796322144878605]], [[1.6662195285998476]], [[1.7398722254071521]], [[1.7961316288623128]], [[1.8354107495377037]], [[1.8563013262393366]], [[1.860449526765371]], [[1.8440614476546648]], [[1.8122892543161884]], [[1.7565670049111035]], [[1.6828072209791674]], [[1.5996407226461233]], [[1.5131753075336223]], [[1.4403010899322217]], [[1.393587423101578]], [[1.386842514861353]], [[1.3830593085634952]], [[1.3802985873217994]], [[1.372041364953592]], [[1.3548674796094213]], [[1.3322138676755821]], [[1.303845424082154]], [[1.2696048196055123]], [[1.2305949119149426]], [[1.186506869112439]], [[1.137959249573445]], [[1.0853027588996147]], [[1.0286208337655545]], [[0.9685574873223136]], [[0.9051726748931771]], [[0.8389161406786372]], [[0.770323785284972]], [[0.6996470721768566]], [[0.6276535544579881]], [[0.5546065529971462]], [[0.48088557817161975]], [[0.40728146118603603]], [[0.3341008725888346]], [[0.2677965321286135]], [[0.20383132113013544]], [[0.1477340510618237]], [[0.10462335671268162]], [[0.07118437773383166]], [[0.0631437151473049]], [[0.060936122335234405]]], [[[0.04440366557892058]], [[0.05018965328952081]], [[0.06406283144050132]], [[0.09734616448189834]], [[0.13972518587864344]], [[0.1934864686302695]], [[0.25432732428811367]], [[0.31781106369083084]], [[0.388120800869527]], [[0.46005219076318726]], [[0.5329923866251287]], [[0.605170323421778]], [[0.6763552900926981]], [[0.746434620707823]], [[0.8145104018717172]], [[0.8798122303937848]], [[0.9422760154384215]], [[1.0011590959209005]], [[1.0563454980357805]], [[1.1073451129821537]], [[1.1542409121714392]], [[1.1968605017702425]], [[1.234855817549055]], [[1.2685368596435547]], [[1.297198076923614]], [[1.321085473016212]], [[1.3401773131344847]], [[1.3534998892540198]], [[1.3627577412455025]], [[1.3632711358952119]], [[1.3622079370156945]], [[1.3541564755151467]], [[1.3402069735210254]], [[1.3206455031115194]], [[1.2965760850315071]], [[1.2673030891255694]], [[1.2334580471810166]], [[1.1952451734163883]], [[1.1525711735982425]], [[1.106059659709676]], [[1.0555870768093296]], [[1.0015100094777492]], [[0.9440670322669468]], [[0.8832876316587284]], [[0.8195736183124056]], [[0.7530221184212869]], [[0.6838932540574172]], [[0.6132905777873104]], [[0.5416209860131653]], [[0.4709363435385667]], [[0.4019485651643981]], [[0.38837472841979576]], [[0.37488752135072057]], [[0.361492503662838]], [[0.34819528092049934]], [[0.33500151430793546]], [[0.3219169312888012]], [[0.3089473369676178]], [[0.29609862586153674]], [[0.2834584696387446]], [[0.27108921496006705]], [[0.2588717630542607]], [[0.24685110832324136]], [[0.23503064067313856]], [[0.22342518987024979]], [[0.21204443971073633]], [[0.20089517698579704]], [[0.19001492591316832]], [[0.1794141903899588]], [[0.1691346445477588]], [[0.15920465543956197]], [[0.14964403566726103]], [[0.14051132167082306]], [[0.13182126732282307]], [[0.12352031303031151]], [[0.1147867818287207]], [[0.10645142159577292]], [[0.09851536688289557]], [[0.09103180446562846]], [[0.0840195024756465]], [[0.07747921749155307]], [[0.07141514111624336]], [[0.06580242046919346]], [[0.060581920288487794]], [[0.05570331911291907]], [[0.051124184954729514]], [[0.048679172161480926]], [[0.04554849951793901]], [[0.04171848703623544]], [[0.037466022714149894]], [[0.03326260213036755]], [[0.0291184939141008]], [[0.025436460890463964]], [[0.022359770792263117]], [[0.02001079583061686]], [[0.018457976916202722]], [[0.017301359540030897]], [[0.01611150998435466]], [[0.014861502661098243]], [[0.013448397129299105]], [[0.012257183825808298]], [[0.011313884745959173]], [[0.010716908164433844]], [[0.010321320349495398]], [[0.010057841127237609]], [[0.010034528556406845]], [[0.01014123993448458]], [[0.010420386076509412]], [[0.01085698168307471]], [[0.011384624610909866]], [[0.012001122450046295]], [[0.012760486026200557]], [[0.013623774298611738]], [[0.0145401071851648]], [[0.015467766286549445]], [[0.016811668059990344]], [[0.018824963350334626]], [[0.02195879346023811]], [[0.026719943702887765]], [[0.03356992676462592]], [[0.042954573308188346]], [[0.05531397275242048]], [[0.07095423802020291]], [[0.08960043287669021]], [[0.11083192050583784]], [[0.13424410932869063]], [[0.1594414287417598]], [[0.18596460070316445]], [[0.21310040029523306]], [[0.24124012464458272]], [[0.27002298164596716]], [[0.29743619653267545]], [[0.32377866129167965]], [[0.3493315628641845]], [[0.37445282311051487]], [[0.3994945237773089]], [[0.4245272305577765]], [[0.44938083575703003]], [[0.4741439470054427]], [[0.4989981961924546]], [[0.5239499819012632]], [[0.5489942649178446]], [[0.5741307239593595]], [[0.5993456187486409]], [[0.6246259887799804]], [[0.6499400426760505]], [[0.6752581329706653]], [[0.7006081382314242]], [[0.7259626674205046]], [[0.7512696398133731]], [[0.8756519014086441]], [[0.996700591064313]], [[1.1133295507599434]], [[1.2231061833140209]], [[1.3253275756263225]], [[1.4186149898308442]], [[1.5006682326955731]], [[1.571975495642166]], [[1.6289580919320692]], [[1.67215590585708]], [[1.7015872047653122]], [[1.7133045276905174]], [[1.711628394085725]], [[1.697052836992411]], [[1.662588934820017]], [[1.6131325751595262]], [[1.5545659879297102]], [[1.491760767602621]], [[1.437086352111127]], [[1.4042131089988605]], [[1.4002357902528453]], [[1.3968839793773966]], [[1.392120299031366]], [[1.3817252868885495]], [[1.3629305407412953]], [[1.3386190839803465]], [[1.3087266611716561]], [[1.273152691968676]], [[1.2329853460967455]], [[1.1879473422004396]], [[1.1385860390843658]], [[1.0852461314423498]], [[1.028172887252283]], [[0.9676758468431784]], [[0.9038055677672042]], [[0.8369653015573281]], [[0.7677337093154161]], | Drag coefficient corrected with CCBlade.Polar.
af_3d.cm_corrected | output |  | [[[[-4.0657581468206416e-20]], [[-3.903127820947816e-18]], [[8.673617379884035e-19]], [[-2.2551405187698492e-17]], [[2.7755575615628914e-17]], [[2.6020852139652106e-17]], [[-4.163336342344337e-17]], [[-5.551115123125783e-17]], [[-1.1102230246251565e-16]], [[1.0408340855860843e-17]], [[-2.7755575615628914e-17]], [[-2.0816681711721685e-17]], [[-3.122502256758253e-17]], [[-6.591949208711867e-17]], [[-2.0816681711721685e-17]], [[1.3877787807814457e-17]], [[-4.163336342344337e-17]], [[-5.551115123125783e-17]], [[-3.122502256758253e-17]], [[3.469446951953614e-18]], [[-1.0408340855860843e-17]], [[-7.632783294297951e-17]], [[3.469446951953614e-18]], [[6.938893903907228e-17]], [[-8.673617379884035e-17]], [[1.214306433183765e-17]], [[-3.2959746043559335e-17]], [[-1.0928757898653885e-16]], [[-3.2959746043559335e-17]], [[-6.591949208711867e-17]], [[-5.4643789493269423e-17]], [[-4.423544863740858e-17]], [[2.2551405187698492e-17]], [[-3.3285006695304986e-17]], [[-2.233456475320139e-17]], [[1.0842021724855044e-17]], [[-7.806255641895632e-17]], [[-4.5102810375396984e-17]], [[0.0]], [[-6.765421556309548e-17]], [[-3.469446951953614e-18]], [[-2.2551405187698492e-17]], [[-2.42861286636753e-17]], [[-1.3877787807814457e-17]], [[-3.122502256758253e-17]], [[-1.734723475976807e-17]], [[-1.3877787807814457e-17]], [[-6.938893903907228e-18]], [[0.0]], [[-1.3877787807814457e-17]], [[0.0]], [[-1.734723475976807e-17]], [[1.0408340855860843e-17]], [[-2.949029909160572e-17]], [[-5.204170427930421e-18]], [[2.0816681711721685e-17]], [[3.469446951953614e-18]], [[-5.204170427930421e-18]], [[-5.204170427930421e-18]], [[-2.7755575615628914e-17]], [[-1.734723475976807e-17]], [[6.938893903907228e-18]], [[-3.469446951953614e-18]], [[-6.938893903907228e-18]], [[-3.469446951953614e-18]], [[5.204170427930421e-18]], [[-8.673617379884035e-19]], [[-8.673617379884035e-18]], [[-1.929879867024198e-17]], [[2.2551405187698492e-17]], [[-3.0357660829594124e-18]], [[-8.673617379884035e-19]], [[2.168404344971009e-18]], [[-3.469446951953614e-18]], [[6.938893903907228e-18]], [[-6.938893903907228e-18]], [[-7.806255641895632e-18]], [[-1.734723475976807e-18]], [[5.204170427930421e-18]], [[0.0]], [[1.734723475976807e-18]], [[8.673617379884035e-19]], [[0.0]], [[0.0]], [[6.938893903907228e-18]], [[6.938893903907228e-18]], [[6.938893903907228e-18]], [[1.3877787807814457e-17]], [[3.469446951953614e-18]], [[5.637851296924623e-18]], [[6.938893903907228e-18]], [[8.673617379884035e-18]], [[-6.071532165918825e-18]], [[-6.071532165918825e-18]], [[-6.938893903907228e-18]], [[0.0]], [[8.321251673826247e-18]], [[5.204170427930421e-18]], [[-6.938893903907228e-18]], [[-3.469446951953614e-18]], [[2.7647155398380363e-18]], [[3.469446951953614e-18]], [[-6.938893903907228e-18]], [[-1.0408340855860843e-17]], [[-1.3877787807814457e-17]], [[0.0]], [[-1.3877787807814457e-17]], [[-3.469446951953614e-18]], [[-1.734723475976807e-17]], [[-6.938893903907228e-18]], [[6.938893903907228e-18]], [[1.3877787807814457e-17]], [[-1.3877787807814457e-17]], [[-6.938893903907228e-18]], [[-1.3877787807814457e-17]], [[-6.938893903907228e-18]], [[0.0]], [[-6.938893903907228e-18]], [[-6.938893903907228e-18]], [[0.0]], [[7.806255641895632e-18]], [[1.214306433183765e-17]], [[5.204170427930421e-18]], [[6.938893903907228e-18]], [[1.3877787807814457e-17]], [[1.3877787807814457e-17]], [[0.0]], [[0.0]], [[1.3877787807814457e-17]], [[1.3877787807814457e-17]], [[1.3877787807814457e-17]], [[1.3877787807814457e-17]], [[0.0]], [[1.3877787807814457e-17]], [[1.3877787807814457e-17]], [[1.3877787807814457e-17]], [[1.3877787807814457e-17]], [[1.3877787807814457e-17]], [[2.7755575615628914e-17]], [[1.3877787807814457e-17]], [[1.3877787807814457e-17]], [[0.0]], [[1.3877787807814457e-17]], [[2.7755575615628914e-17]], [[1.3877787807814457e-17]], [[1.3877787807814457e-17]], [[0.0]], [[4.163336342344337e-17]], [[4.85722573273506e-17]], [[6.938893903907228e-18]], [[3.469446951953614e-17]], [[3.469446951953614e-17]], [[2.0816681711721685e-17]], [[-1.3877787807814457e-17]], [[0.0]], [[0.0]], [[0.0]], [[0.0]], [[-2.7755575615628914e-17]], [[8.326672684688674e-17]], [[0.0]], [[5.551115123125783e-17]], [[2.7755575615628914e-17]], [[1.3877787807814457e-17]], [[6.938893903907228e-17]], [[1.3877787807814457e-17]], [[-5.551115123125783e-17]], [[-2.7755575615628914e-17]], [[6.938893903907228e-18]], [[6.245004513516506e-17]], [[1.3877787807814457e-17]], [[0.0]], [[4.163336342344337e-17]], [[3.469446951953614e-17]], [[6.938893903907228e-18]], [[6.938893903907228e-17]], [[0.0]], [[1.3877787807814457e-17]], [[1.3877787807814457e-17]], [[1.249000902703301e-16]], [[2.7755575615628914e-17]], [[3.469446951953614e-17]], [[4.163336342344337e-17]], [[6.938893903907228e-17]], [[-1.3877787807814457e-17]], [[2.42861286636753e-17]], [[5.898059818321144e-17]], [[0.0]], [[5.551115123125783e-17]], [[-2.0816681711721685e-17]], [[-3.2959746043559335e-17]], [[-3.2959746043559335e-17]], [[-1.0408340855860843e-17]], [[5.551115123125783e-17]], [[1.734723475976807e-17]], [[2.2551405187698492e-17]], [[1.734723475976807e-17]], [[-1.734723475976807e-18]], [[3.0357660829594124e-18]], [[-3.3881317890172014e-21]]], [[[5.037314841631203e-06]], [[0.0018728215563307846]], [[0.003547360589045926]], [[0.00505021627030542]], [[0.006332537698580599]], [[0.0074945029350892145]], [[0.008538994678846069]], [[0.009455972886719819]], [[0.010233624800101485]], [[0.010908958912816173]], [[0.011496842371771322]], [[0.012006931281841073]], [[0.012443137518449165]], [[0.012815736966241043]], [[0.01312311311669078]], [[0.01337518199621945]], [[0.013576106812778519]], [[0.013728080708209175]], [[0.013842157294411121]], [[0.013912376530088855]], [[0.013946661311955856]], [[0.013940018888914562]], [[0.013917721606106756]], [[0.013852456441921759]], [[0.013765433423802155]], [[0.013651456166405547]], [[0.013516562284813405]], [[0.013362749973216856]], [[0.013190957705215186]], [[0.013006168621443737]], [[0.012808720222827264]], [[0.012601961232116966]], [[0.012385049608514644]], [[0.012157630648361584]], [[0.011918923443226884]], [[0.011668192803567054]], [[0.011404732579124287]], [[0.01112791259413667]], [[0.01083689662644728]], [[0.010531153943447486]], [[0.010209854007740927]], [[0.009872332274957912]], [[0.009517972817845392]], [[0.009145880527413074]], [[0.008755601429547507]], [[0.008346244128657643]], [[0.007917169979697457]], [[0.00746777415662345]], [[0.006997120379299147]], [[0.0065048080309542435]], [[0.005989903459625939]], [[0.005883017512974946]], [[0.005774984527816629]], [[0.005665901664849133]], [[0.005555866084770737]], [[0.005444974948279658]], [[0.00533332541607408]], [[0.005221014648852228]], [[0.00510813980731234]], [[0.00499405032132118]], [[0.004878207047341935]], [[0.004761605447645256]], [[0.004643994397647332]], [[0.004525365621945315]], [[0.004407065579226177]], [[0.004284304340095279]], [[0.00415723674609547]], [[0.003987698616688813]], [[0.0037575652638707803]], [[0.0034217944922882854]], [[0.0029636513952074773]], [[0.002352313828288351]], [[0.0016497453066636673]], [[0.0008646172646898324]], [[5.425035318157995e-05]], [[2.3491588148197295e-05]], [[1.6791090934315574e-05]], [[1.1408367553608287e-05]], [[7.158245026195678e-06]], [[3.923709952426135e-06]], [[1.593156505228302e-06]], [[1.7049568759087454e-07]], [[-0.00048129771898126894]], [[-0.001129180059949192]], [[-0.0018735627494845739]], [[-0.0025072832626352043]], [[-0.002996927162368393]], [[-0.003001760959543069]], [[-0.0007304652293076263]], [[-1.5225490556850137e-05]], [[-1.2557549960054773e-05]], [[-1.3118461482908642e-05]], [[-1.37961229194428e-05]], [[-1.4747599886783327e-05]], [[-2.208456665089842e-05]], [[-2.412136416696936e-05]], [[-1.5514461256411458e-05]], [[-1.1721636388033543e-05]], [[-1.0115789521359525e-05]], [[-1.3098190717129171e-05]], [[-1.8404450216686166e-05]], [[-2.6507698111865458e-05]], [[-3.400414438146232e-05]], [[-0.000511261342174843]], [[-0.0008257540058169508]], [[-0.0009274894870893412]], [[-0.0008966233281725508]], [[-0.0007889161178600106]], [[-0.0006486471342975614]], [[-0.0005044837630023974]], [[-0.0003470475569126649]], [[-0.0002157338438285722]], [[-0.00010653007055545782]], [[-4.2520304872575854e-05]], [[-4.175791656994832e-05]], [[-4.111751826308546e-05]], [[-4.07339478903368e-05]], [[-0.0001174032828095764]], [[-0.0003602365640455289]], [[-0.0007333652418649687]], [[-0.0012590496497086557]], [[-0.0019692342864577163]], [[-0.00285803384893241]], [[-0.0038140486090625716]], [[-0.004684765695863152]], [[-0.004855756428134947]], [[-0.005071839912133377]], [[-0.0053296275616266375]], [[-0.005612629917594786]], [[-0.005901494167268637]], [[-0.0060233807173894205]], [[-0.00603829896215366]], [[-0.0061036547819191544]], [[-0.006200592640728725]], [[-0.006309980436492751]], [[-0.006413059824829523]], [[-0.00651046306913354]], [[-0.006600362541156937]], [[-0.006686053277271828]], [[-0.0067685790092085335]], [[-0.006850274641991505]], [[-0.006932501498384203]], [[-0.007016407594732377]], [[-0.007102612342160156]], [[-0.007190363392834409]], [[-0.007279676860036652]], [[-0.007370720925091723]], [[-0.007463442492872431]], [[-0.007557697173452761]], [[-0.007653367372381946]], [[-0.008146023863814592]], [[-0.008663815938753046]], [[-0.009198270665752614]], [[-0.009739285176404266]], [[-0.01028032374793756]], [[-0.010812214017375268]], [[-0.011323996996831093]], [[-0.01181150679125735]], [[-0.012261852988615998]], [[-0.01267718810624624]], [[-0.013057761725005057]], [[-0.013406795901162435]], [[-0.013726899981233456]], [[-0.014020602703998575]], [[-0.014290543078044365]], [[-0.014539174174040104]], [[-0.014769348418700673]], [[-0.014983173430240061]], [[-0.015183809445184854]], [[-0.015373417904439683]], [[-0.015554970899906886]], [[-0.015730249354284916]], [[-0.015900333424919505]], [[-0.01605925755635243]], [[-0.01620394071575295]], [[-0.01633044384517015]], [[-0.01643024167769723]], [[-0.01650759620582682]], [[-0.016535673819542906]], [[-0.016545567619031497]], [[-0.01650461223725072]], [[-0.016421001314125293]], [[-0.01627833974097099]], [[-0.01608619063257123]], [[-0.015829708254695547]], [[-0.015508729780829525]], [[-0.015119586481111807]], [[-0.014652093666498632]], [[-0.01410863941970121]], [[-0.013478825605713618]], [[-0.01276085353249917]], [[-0.011950473144181307]], [[-0.011038208962622014]], [[-0.009969972846242046]], [[-0.008762737462346631]], [[-0.0074204356073437035]], [[-0.0059310628831421835]], [[-0.004174915936742742]], [[-0.0022054375757723367]], [[5.037314841631877e-06]]], [[[6.628176459505624e-05]], [[0.021017913871025227]], [[0.03980944097459122]], [[0.05667433626304082]], [[0.0710639833567511]], [[0.08410294349810721]], [[0.09582328934811403]], [[0.10611211471051356]], [[0.11483713590122692]], [[0.12241342713491807]], [[0.12900806063511425]], [[0.13472946483645012]], [[0.13962184770628672]], [[0.14380083653667713]], [[0.14717332865961236]], [[0.14989360166734064]], [[0.15204283642344005]], [[0.15365015411727595]], [[0.15484588561236928]], [[0.1555363429995324]], [[0.15586551367844678]], [[0.1557409714371772]], [[0.15541412364216983]], [[0.15462896918639785]], [[0.15359823790540128]], [[0.15226711983683852]], [[0.15069993820254873]], [[0.14891845466944795]], [[0.14693198600715077]], [[0.14479447471645618]], [[0.14250902002896507]], [[0.14011165592860883]], [[0.13759518803813622]], [[0.13495637553817402]], [[0.13218958481765286]], [[0.1292876607148269]], [[0.12624501510856703]], [[0.12305656016898535]], [[0.11971447523168527]], [[0.11621524440515185]], [[0.11255108428393981]], [[0.10871668246589015]], [[0.10470704016169338]], [[0.10051395735263696]], [[0.09613441338643285]], [[0.09156023210819939]], [[0.0867862690397916]], [[0.08180759466271678]], [[0.07661574749076644]], [[0.07120804606456874]], [[0.06557604555950071]], [[0.06440996966516377]], [[0.06323256355780071]], [[0.062044793559670686]], [[0.06084762599303319]], [[0.05964202718014729]], [[0.05842896344327243]], [[0.0572094011046677]], [[0.05598430648659247]], [[0.05474729399936089]], [[0.053493068147667466]], [[0.05223141898623546]], [[0.050959887474198835]], [[0.049678399073940574]], [[0.04839852461618504]], [[0.04707912370395256]], [[0.0457216420936772]], [[0.04399804333987668]], [[0.04175310051103697]], [[0.03840143173205585]], [[0.03338895738499617]], [[0.02695674740391834]], [[0.019870256593639474]], [[0.012261388519691246]], [[0.004660933276055476]], [[0.003408734620221848]], [[0.002511869109475936]], [[0.0017720434883921137]], [[0.0011669694606279441]], [[0.0006834371163082983]], [[0.0003077485724231866]], [[4.028737683333403e-05]], [[-0.004837498780204668]], [[-0.011349331083882083]], [[-0.018831083460051235]], [[-0.025200575955975944]], [[-0.03012196177244626]], [[-0.030170546020852337]], [[-0.009777090703829806]], [[-0.0023156220436655077]], [[-0.0019802391404299697]], [[-0.002064655262601473]], [[-0.002155359839026279]], [[-0.002278026369139134]], [[-0.0031832000946034663]], [[-0.003428247890482544]], [[-0.0023486989918765186]], [[-0.0018567293912132767]], [[-0.0016472020711972976]], [[-0.0020689399508553967]], [[-0.0027900233298745938]], [[-0.0038552331739845]], [[-0.004826519619954027]], [[-0.009357228739735688]], [[-0.012367918025149971]], [[-0.013441187822075807]], [[-0.01328992009215735]], [[-0.012427156586096683]], [[-0.011260245577863155]], [[-0.01005143631610141]], [[-0.008709077348695825]], [[-0.007584602866883606]], [[-0.006629854435300259]], [[-0.006024511627341144]], [[-0.0059238110168319605]], [[-0.005834600418600865]], [[-0.005774121726724667]], [[-0.006379758949356343]], [[-0.008395080553812285]], [[-0.011596567622051726]], [[-0.016268498653960822]], [[-0.02291613055923751]], [[-0.03207255843119059]], [[-0.03993233716815818]], [[-0.04708634062769093]], [[-0.048804959740496985]], [[-0.05097680379676468]], [[-0.05356781428942813]], [[-0.05641225650845377]], [[-0.05931561632158508]], [[-0.06087509221586755]], [[-0.061555836846668974]], [[-0.06260505218503969]], [[-0.06387488425902717]], [[-0.06522026562422406]], [[-0.06649318355977418]], [[-0.06770229845930388]], [[-0.0688354654093008]], [[-0.06992261671219283]], [[-0.07097379326307507]], [[-0.07201120690470711]], [[-0.07304794570651305]], [[-0.07409519247416405]], [[-0.07515744951161382]], [[-0.07622985242837327]], [[-0.07731227071583283]], [[-0.07840564781275831]], [[-0.07950967303394184]], [[-0.08062328627692517]], [[-0.08174552770191279]], [[-0.08741446552303384]], [[-0.09321949482241743]], [[-0.09909894615104015]], [[-0.10496969680152729]], [[-0.11078226951841164]], [[-0.1164650594732686]], [[-0.1219319647390304]], [[-0.1271519530737345]], [[-0.13202275817993978]], [[-0.13656328906412052]], [[-0.14077606868663362]], [[-0.14468706512667662]], [[-0.14831886675596145]], [[-0.1516910100267151]], [[-0.15482631210042397]], [[-0.15774469721802134]], [[-0.1604691716754566]], [[-0.16301845140322307]], [[-0.1654169466700685]], [[-0.16768379015169543]], [[-0.1698436426422305]], [[-0.17190873807645843]], [[-0.17388976697818545]], [[-0.17572344448396782]], [[-0.17738103659890875]], [[-0.1788231702321233]], [[-0.17996137766841222]], [[-0.18084461001875446]], [[-0.18119748482060266]], [[-0.18133315814304388]], [[-0.1809186522910824]], [[-0.18006218190841938]], [[-0.1785640399055454]], [[-0.17654285829432112]], [[-0.17383899911088999]], [[-0.17045326310312225]], [[-0.16633344301331082]], [[-0.1613569020417957]], [[-0.15553476789015547]], [[-0.14874053932978604]], [[-0.14093849670994354]], [[-0.13207652630028813]], [[-0.12203397105971878]], [[-0.11024435300622683]], [[-0.09688403050077786]], [[-0.08201850644720435]], [[-0.06553966951356796]], [[-0.04612355055407122]], [[-0.024351978664601894]], [[6.628176459506226e-05]]], [[[0.00017846327256128223]], [[0.04365487926189311]], [[0.08266073848820363]], [[0.11766646921043886]], [[0.14752398153017715]], [[0.17457603748161118]], [[0.198882310421072]], [[0.22020150187644663]], [[0.23826479610342483]], [[0.25392509928573226]], [[0.2675323151615092]], [[0.27930843072643763]], [[0.2893494473434235]], [[0.2979025863338945]], [[0.30464340458043315]], [[0.30997591204202807]], [[0.314133478820555]], [[0.31718904694519884]], [[0.31943021015055667]], [[0.3205879203508209]], [[0.32111448838578804]], [[0.3207166556660687]], [[0.3198252424438285]], [[0.3180511003241212]], [[0.31576424028508193]], [[0.3128609070373913]], [[0.30946476906761605]], [[0.3056190599330303]], [[0.3013396849390237]], [[0.2967328679814858]], [[0.29180310556268674]], [[0.28662073006169014]], [[0.28117714190255605]], [[0.27546769514317243]], [[0.26948946966029996]], [[0.26323070391685555]], [[0.2566863534130705]], [[0.2498514250497506]], [[0.24271408794322932]], [[0.2352738806876195]], [[0.22751897539273477]], [[0.219444364200091]], [[0.21104504035384813]], [[0.20230917409338167]], [[0.19323630621958215]], [[0.18381460661757665]], [[0.1740390721836807]], [[0.1639046850258106]], [[0.15339963447565766]], [[0.14252343821646302]], [[0.13126428421863265]], [[0.1289418492492133]], [[0.12660025216784423]], [[0.12424114818772765]], [[0.12186619252206607]], [[0.11947704038406164]], [[0.11707534698691684]], [[0.11466276754383384]], [[0.11224095726801504]], [[0.10979924559817437]], [[0.10732877205486578]], [[0.10484595763152094]], [[0.10234671185129879]], [[0.09983093154168948]], [[0.09731269256862987]], [[0.0947420281344122]], [[0.0921211173540087]], [[0.08905064428279535]], [[0.08534370430046537]], [[0.07976152840434911]], [[0.0705379099525098]], [[0.059311516609300896]], [[0.04761570965950134]], [[0.035756891321455014]], [[0.02446613738557673]], [[0.0193770289550427]], [[0.015050618193539375]], [[0.011267098435427215]], [[0.007946662559829952]], [[0.005052799622903264]], [[0.0025331984345727107]], [[0.00038815635659479245]], [[-0.008446111444082801]], [[-0.019815553348047663]], [[-0.03287844333258682]], [[-0.04399936468206014]], [[-0.05259194009217281]], [[-0.0526767665686453]], [[-0.026841507344746916]], [[-0.014251623499878026]], [[-0.012874802089967927]], [[-0.013385634078442864]], [[-0.013823177074005205]], [[-0.014362877907391965]], [[-0.017876241504279317]], [[-0.018752310599160875]], [[-0.014349023120606642]], [[-0.012150036542072633]], [[-0.011199393001085233]], [[-0.013483954513126475]], [[-0.017082661089373525]], [[-0.022005720574598545]], [[-0.026334748140732347]], [[-0.03323648749954181]], [[-0.03793874034166618]], [[-0.0400191086397464]], [[-0.040392311181470054]], [[-0.039757334194736996]], [[-0.038666804442458104]], [[-0.03747700125975367]], [[-0.03603587542444813]], [[-0.034795939647443916]], [[-0.03364637927739968]], [[-0.032758454218486326]], [[-0.03228761242038951]], [[-0.03181850888644484]], [[-0.031425370857860416]], [[-0.03179116557058677]], [[-0.0337208700233286]], [[-0.037213090632192206]], [[-0.04286622492937961]], [[-0.051912040613538005]], [[-0.06657048832182952]], [[-0.07470796691586741]], [[-0.08221117947624482]], [[-0.08521183109730349]], [[-0.0890037983456404]], [[-0.09352761620444251]], [[-0.09849391740051813]], [[-0.1035630867498365]], [[-0.10732986758079396]], [[-0.11017557314134543]], [[-0.11323230218111943]], [[-0.11637197427939491]], [[-0.1194887519561771]], [[-0.12245073226020023]], [[-0.1252802337963673]], [[-0.1279754846037111]], [[-0.1305787990757895]], [[-0.13310630464528947]], [[-0.13559286072891732]], [[-0.1380594625978225]], [[-0.14052452411097152]], [[-0.14299052584552596]], [[-0.14545739599899604]], [[-0.1479239936490006]], [[-0.15038963407425887]], [[-0.1528544709381156]], [[-0.15531787450586113]], [[-0.15777886230630217]], [[-0.16991594193594137]], [[-0.1819267828196343]], [[-0.1937770520721746]], [[-0.20537912910976053]], [[-0.21669724466665805]], [[-0.2276706483558904]], [[-0.23822408090805233]], [[-0.2483371999579922]], [[-0.2579166648016183]], [[-0.26698697995782583]], [[-0.27555259549970684]], [[-0.28363881825929305]], [[-0.2912737289390215]], [[-0.2984730810620399]], [[-0.3052651383058659]], [[-0.311669916295798]], [[-0.31770990260797494]], [[-0.323410070758508]], [[-0.3287900840840584]], [[-0.33387525590069506]], [[-0.3386923728314247]], [[-0.3432451057492602]], [[-0.3475516014475399]], [[-0.35149098496078784]], [[-0.35502006001483327]], [[-0.3580707636560423]], [[-0.3604799529659305]], [[-0.362352182805675]], [[-0.3631889142338423]], [[-0.36353890819222123]], [[-0.3628062491069702]], [[-0.3612606127314151]], [[-0.35844429581365406]], [[-0.354634712771669]], [[-0.3495205968615859]], [[-0.3431109553669766]], [[-0.3352667668666544]], [[-0.3257106261189996]], [[-0.31442176699671376]], [[-0.30111067013320325]], [[-0.2856598952638502]], [[-0.2679491175414043]], [[-0.2476883149052171]], [[-0.22381712730644754]], [[-0.19666147479915377]], [[-0.16641681508372638]], [[-0.1329335521822446]], [[-0.09352283111954279]], [[-0.04933998996860265]], [[0.00017846327256128974]]], [[[0.00029996199543164093]], [[0.05568714545651428]], [[0.10536115221613516]], [[0.14993744270991194]], [[0.18792262420708147]], [[0.22232879121319862]], [[0.25320850611617574]], [[0.2802305877282251]], [[0.30307190284897906]], [[0.32278824400894246]], [[0.33983487822436764]], [[0.3544824840440215]], [[0.36686657588539895]], [[0.3773262927876343]], [[0.3855710711734561]], [[0.39207679731559497]], [[0.39710124386747286]], [[0.40074705727993504]], [[0.40339275890699633]], [[0.40463656138949383]], [[0.40517675007186216]], [[0.4045590189280487]], [[0.4032555680267627]], [[0.40088868322021975]], [[0.3978693036512542]], [[0.39407402269815]], [[0.389651630397138]], [[0.3846553670324155]], [[0.3791026062575997]], [[0.3731233570645972]], [[0.3667217454315038]], [[0.3599833155267754]], [[0.3529023156305865]], [[0.3454745477838031]], [[0.3377034456792102]], [[0.32957661050184767]], [[0.32109297774749446]], [[0.3122507452463386]], [[0.30303849342572603]], [[0.2934611978719048]], [[0.2835073823379996]], [[0.2731755930825373]], [[0.2624638491849636]], [[0.25136137387556573]], [[0.23987231121888236]], [[0.2279858434185023]], [[0.2157002431220982]], [[0.2030133892813819]], [[0.18991498629960443]], [[0.17640855746636872]], [[0.1624837762218975]], [[0.15961885861827915]], [[0.15673318838045475]], [[0.15382857900390903]], [[0.1509068439841267]], [[0.14796979681659236]], [[0.1450192509967908]], [[0.1420570200202066]], [[0.13908491738232437]], [[0.13609151560885588]], [[0.13306731407905592]], [[0.13002996068200945]], [[0.12697509365032378]], [[0.12390262409658499]], [[0.12082231257980156]], [[0.11769962233708132]], [[0.11453664781284706]], [[0.11105613105170413]], [[0.10713114383849097]], [[0.10174735266466514]], [[0.09334738056304885]], [[0.083471477131116]], [[0.07329436552548038]], [[0.06304568332718295]], [[0.05319309281590014]], [[0.044835896400612495]], [[0.03684786750736012]], [[0.029199302891133132]], [[0.02182842420452868]], [[0.014751856959871353]], [[0.007915529634866431]], [[0.0013151958228515878]], [[-0.009411447614719836]], [[-0.022080343543476523]], [[-0.0366362377677315]], [[-0.049028208842339244]], [[-0.05860286031162104]], [[-0.0586973819083283]], [[-0.04567798489546391]], [[-0.03582873021747608]], [[-0.03403102022732114]], [[-0.03529417057737296]], [[-0.03610199641951192]], [[-0.03693778118334121]], [[-0.040790056124722536]], [[-0.041462529517276435]], [[-0.03581659953644167]], [[-0.03229459406706554]], [[-0.030724981571030104]], [[-0.03571550401666657]], [[-0.04273131145265914]], [[-0.051155669293834846]], [[-0.05804795682265031]], [[-0.06424506776654633]], [[-0.06870040659362678]], [[-0.07135838397253573]], [[-0.0728015593775151]], [[-0.07347638285004825]], [[-0.07372610387247364]], [[-0.07378889004048297]], [[-0.0735024976740404]], [[-0.07315106856833783]], [[-0.07257859489196666]], [[-0.07189919845841657]], [[-0.07107597112043626]], [[-0.07009015372106354]], [[-0.06905116727553699]], [[-0.06827516793576337]], [[-0.06812831237847407]], [[-0.06887189078462569]], [[-0.07101793493662752]], [[-0.07562002011217857]], [[-0.08476672711892959]], [[-0.08806933064888141]], [[-0.09160738809894199]], [[-0.09495099488516345]], [[-0.09917635958118087]], [[-0.1042172207015344]], [[-0.10975113815635693]], [[-0.11539968093217798]], [[-0.12060648986329338]], [[-0.1253798605637087]], [[-0.12997033685774226]], [[-0.13436097163290703]], [[-0.1385764067826385]], [[-0.142592007501791]], [[-0.14643960339927578]], [[-0.15013601086194414]], [[-0.15371876262775927]], [[-0.15720447211240307]], [[-0.1606281907383635]], [[-0.1640115186379463]], [[-0.167373899999131]], [[-0.1707128963069733]], [[-0.17403657069352507]], [[-0.1773427689322191]], [[-0.18062847312291402]], [[-0.18389452761138556]], [[-0.1871414115268861]], [[-0.19036870058573518]], [[-0.20605831860604978]], [[-0.2212554361566085]], [[-0.23599271412128442]], [[-0.2502281270531641]], [[-0.26397076220881316]], [[-0.27721507252595834]], [[-0.28994978959133794]], [[-0.30218496737164313]], [[-0.3138989955275308]], [[-0.32511095036100346]], [[-0.3358258341399334]], [[-0.3460524751305991]], [[-0.35581118074129003]], [[-0.3651017547902258]], [[-0.37394449923900946]], [[-0.38234743377575636]], [[-0.3903185194325959]], [[-0.39787813459130533]], [[-0.40502599195220584]], [[-0.41178247351892827]], [[-0.41816169449406915]], [[-0.42415064033996536]], [[-0.4297690305312227]], [[-0.4348721360315413]], [[-0.4394185655654001]], [[-0.4433331356752875]], [[-0.4464256627233103]], [[-0.4488311089792201]], [[-0.4499768109195209]], [[-0.4504761841429937]], [[-0.44965113658066913]], [[-0.447880236384863]], [[-0.44454804696020384]], [[-0.44003165500204594]], [[-0.43395274859687627]], [[-0.42632872240634434]], [[-0.41695837739163033]], [[-0.4054714072570244]], [[-0.39180580518525726]], [[-0.3755725764769615]], [[-0.3565876021555364]], [[-0.33468843785389096]], [[-0.30947517586384854]], [[-0.2796973104382539]], [[-0.24573542182966535]], [[-0.2078857209798944]], [[-0.16601938346625267]], [[-0.11677544546641846]], [[-0.061576170061833135]], [[0.00029996199543164126]]], [[[0.0003717728222645991]], [[0.05789738210232562]], [[0.10945339499891017]], [[0.15571463851440745]], [[0.1950971719254484]], [[0.23075825072695905]], [[0.262726946581307]], [[0.29063410829720965]], [[0.3141637159770965]], [[0.33437892214721293]], [[0.3517625151039274]], [[0.3665818947899522]], [[0.37899182528842307]], [[0.389370707570889]], [[0.39771138680966706]], [[0.40437421294369574]], [[0.40951024930757635]], [[0.4132274020436169]], [[0.41591896290212005]], [[0.4171584714645442]], [[0.41769089069794735]], [[0.4170312945637259]], [[0.41565241137386744]], [[0.4131871660804068]], [[0.41004817895022355]], [[0.4061097102976901]], [[0.40152371779340745]], [[0.3963448279084265]], [[0.3905904201454162]], [[0.38439372687700435]], [[0.3777586966286543]], [[0.3707728854302203]], [[0.3634313673639662]], [[0.3557301420350389]], [[0.3476741506778458]], [[0.3392510922004626]], [[0.3304609130472182]], [[0.3213026412665217]], [[0.3117651956107836]], [[0.3018548001712922]], [[0.2915603035374455]], [[0.28088116560287474]], [[0.26981619874617396]], [[0.25835511106148984]], [[0.2465031054251012]], [[0.23424983968538593]], [[0.2215944363781025]], [[0.2085355399622253]], [[0.19506344495062444]], [[0.18118260605989644]], [[0.1668832796729305]], [[0.16394278248459876]], [[0.160981566656238]], [[0.15800144742345576]], [[0.15500424001248336]], [[0.1519917596425697]], [[0.1489658215288009]], [[0.14592824088525705]], [[0.14288083292839113]], [[0.13981221825115037]], [[0.13671293477001636]], [[0.1336005707568113]], [[0.13047078707359794]], [[0.1273234990971622]], [[0.12416719165510859]], [[0.12097187339808739]], [[0.11773957337900537]], [[0.11422907032269765]], [[0.110330935835018]], [[0.10578803297723441]], [[0.10052612887098446]], [[0.0942994716740756]], [[0.08731324470120562]], [[0.07955417185990621]], [[0.07122809556460198]], [[0.0623805819274038]], [[0.05306612106469065]], [[0.04341245311971437]], [[0.03344212663561271]], [[0.023267444580116745]], [[0.012872477879291647]], [[0.002246738170407966]], [[-0.009407663866851539]], [[-0.022137786301330946]], [[-0.03676330655484825]], [[-0.049219465877594966]], [[-0.05885015017289138]], [[-0.05897027395319023]], [[-0.05688905032719122]], [[-0.05238773085299915]], [[-0.05112763060699983]], [[-0.05295707659850404]], [[-0.053894726912143504]], [[-0.05468385920282713]], [[-0.056232495299903915]], [[-0.055965767536880574]], [[-0.05214543872584282]], [[-0.04864366454411193]], [[-0.047026018869875466]], [[-0.0537007793517007]], [[-0.06229001494740237]], [[-0.07137213497375511]], [[-0.07818811424315338]], [[-0.08346838600628377]], [[-0.08747644715361443]], [[-0.09038875960804249]], [[-0.09255410772288268]], [[-0.0941788718524579]], [[-0.09540624027965094]], [[-0.09636843037858887]], [[-0.09690345155697314]], [[-0.0971715648888003]], [[-0.09700105692345862]], [[-0.09656197614954662]], [[-0.0956541870966043]], [[-0.0943729530630018]], [[-0.09281520777966144]], [[-0.09116507439945734]], [[-0.08960507695099781]], [[-0.08832507416451363]], [[-0.08750568358127801]], [[-0.0873579203500535]], [[-0.08796634580497477]], [[-0.08956443654404311]], [[-0.09203913700216196]], [[-0.09539266655372233]], [[-0.09963482626724719]], [[-0.10470017123800376]], [[-0.11026334868196244]], [[-0.11594251780811635]], [[-0.12140165344543234]], [[-0.12655621799917846]], [[-0.13143345684479538]], [[-0.13604449415351294]], [[-0.14044600054740963]], [[-0.14464060888076283]], [[-0.14866185685338204]], [[-0.1525308461341239]], [[-0.15628313384238546]], [[-0.15993510800508362]], [[-0.16352113667198018]], [[-0.1670625202005311]], [[-0.17057855409809478]], [[-0.17406562385402796]], [[-0.17753365331469795]], [[-0.18098028046823564]], [[-0.18440196845806256]], [[-0.18779971627767128]], [[-0.19117426962189374]], [[-0.19452535227605044]], [[-0.21077368291489743]], [[-0.22644843865823058]], [[-0.24159830789714415]], [[-0.2561935138103529]], [[-0.27025414172286705]], [[-0.2837885285423696]], [[-0.2968016008828482]], [[-0.3093107840997664]], [[-0.32131280894808667]], [[-0.3328249999002631]], [[-0.3438523925870102]], [[-0.3543995211807369]], [[-0.36448433069121194]], [[-0.37410265101848517]], [[-0.3832723748450554]], [[-0.39199836264515936]], [[-0.4002847863028874]], [[-0.40815045298467495]], [[-0.41559010550254527]], [[-0.4226224707231489]], [[-0.42925820899537676]], [[-0.4354804157943935]], [[-0.44130879143892204]], [[-0.4465956768678711]], [[-0.45130099451598793]], [[-0.4553493535190864]], [[-0.4585477937307455]], [[-0.4610360456707809]], [[-0.4622349056277932]], [[-0.46276111730657477]], [[-0.4619302397297014]], [[-0.460140101985553]], [[-0.4567487668091667]], [[-0.4521503131511741]], [[-0.4459575999208517]], [[-0.43818975077685296]], [[-0.4286342564977865]], [[-0.41690536588519794]], [[-0.40293207991213764]], [[-0.3863087091747654]], [[-0.3668383455642925]], [[-0.344352350677954]], [[-0.31843015346726744]], [[-0.28779918042864083]], [[-0.25284828097343187]], [[-0.2138914491001002]], [[-0.17080772861463547]], [[-0.1201386433915796]], [[-0.06334335821193761]], [[0.0003717728222645926]]], [[[0.0004020999948304102]], [[0.057992251222120234]], [[0.10961362086488534]], [[0.15593265428801398]], [[0.1953567257775744]], [[0.23105395200113016]], [[0.26305326524613665]], [[0.2911381813234179]], [[0.31465659226739673]], [[0.33483112402531584]], [[0.35214900581874176]], [[0.36687397801842314]], [[0.3791658894088033]], [[0.3894125422334954]], [[0.3976545136335922]], [[0.4042353886813614]], [[0.4092906943845297]], [[0.41293211408769476]], [[0.41555808039798386]], [[0.4167213561021896]], [[0.41721010806551084]], [[0.41651106433522234]], [[0.4150714838251858]], [[0.41256420592660337]], [[0.40938188039492346]], [[0.40540153882695185]], [[0.4007724128822073]], [[0.39554859019654576]], [[0.3897464565128666]], [[0.3834976466721486]], [[0.3768055117683588]], [[0.3697563249181165]], [[0.3623468640864684]], [[0.35457362173837703]], [[0.3464440668391232]], [[0.33794676533822865]], [[0.329083601450909]], [[0.31985527034873457]], [[0.31025201409551056]], [[0.3002821642128705]], [[0.28993590986321444]], [[0.27921459989843267]], [[0.2681187517791048]], [[0.25663972002090696]], [[0.24478457888378113]], [[0.23254462715836996]], [[0.21992071934497287]], [[0.20691348150674316]], [[0.1935151089906728]], [[0.17973367255487674]], [[0.16556121205958682]], [[0.16264998588741605]], [[0.15971939288246328]], [[0.15677111941462127]], [[0.15380684962792915]], [[0.1508282660089531]], [[0.14783705005602765]], [[0.14483488302870054]], [[0.14182344674978029]], [[0.13879211403899766]], [[0.13573234396456144]], [[0.13266063982374748]], [[0.1295729353208316]], [[0.12646889571241787]], [[0.1233536586199467]], [[0.12020712275197026]], [[0.11703082299695695]], [[0.11366138739073539]], [[0.11002311125496951]], [[0.1060578144521761]], [[0.10201323622875025]], [[0.09750475351080429]], [[0.09249457651108939]], [[0.0869276363659844]], [[0.08080039469173533]], [[0.07410441269211 | Moment coefficient corrected with CCblade.Polar.
airfoils.ac | output |  | [0.275, 0.5, 0.275, 0.275, 0.275, 0.275, 0.275] | 1D array of the aerodynamic centers of each airfoil.
airfoils.r_thick | output |  | [0.4, 1.0, 0.3, 0.21, 0.25, 0.35, 0.18] | 1D array of the relative thicknesses of each airfoil.
airfoils.aoa | output | rad | [-3.141592653589793, -3.0892327760299634, -3.036872898470133, -2.9845130209103035, -2.9321531433504737, -2.8797932657906435, -2.827433388230814, -2.775073510670984, -2.722713633111154, -2.670353755551324, -2.617993877991494, -2.5656340004316642, -2.5132741228718345, -2.4609142453120043, -2.4085543677521746, -2.356194490192345, -2.3038346126325147, -2.251474735072685, -2.199114857512855, -2.146754979953025, -2.0943951023931953, -2.0420352248333655, -1.9896753472735356, -1.9373154697137056, -1.8849555921538759, -1.832595714594046, -1.780235837034216, -1.727875959474386, -1.6755160819145563, -1.6231562043547263, -1.5707963267948963, -1.5184364492350666, -1.4660765716752366, -1.4137166941154067, -1.361356816555577, -1.308996938995747, -1.256637061435917, -1.2042771838760873, -1.1519173063162573, -1.0995574287564276, -1.0471975511965974, -0.9948376736367677, -0.9424777960769379, -0.8901179185171078, -0.837758040957278, -0.7853981633974483, -0.7330382858376181, -0.6806784082777884, -0.6283185307179586, -0.5759586531581284, -0.5235987755982988, -0.513021022555909, -0.502443269513519, -0.4918655164711292, -0.4812877634287393, -0.4707100103863494, -0.46013225734395957, -0.4495545043015697, -0.4389767512591798, -0.42839899821678995, -0.41782124517440006, -0.40724349213201017, -0.39666573908962033, -0.38608798604723044, -0.37551023300484054, -0.3649324799624507, -0.3543547269200608, -0.3437769738776709, -0.3331992208352811, -0.3226214677928912, -0.3120437147505013, -0.30146596170811146, -0.29088820866572157, -0.2803104556233317, -0.26973270258094184, -0.25915494953855195, -0.24857719649616206, -0.23799944345377216, -0.22742169041138233, -0.21684393736899243, -0.20626618432660254, -0.1956884312842127, -0.1851106782418228, -0.17453292519943292, -0.16395517215704308, -0.1533774191146532, -0.1427996660722633, -0.13222191302987346, -0.12164415998748357, -0.11106640694509368, -0.10048865390270378, -0.08991090086031395, -0.07933314781792405, -0.06875539477553416, -0.058177641733144325, -0.04759988869075443, -0.03702213564836454, -0.026444382605974703, -0.015866629563584866, -0.0052888765211949185, 0.0052888765211949185, 0.015866629563584866, 0.026444382605974703, 0.03702213564836454, 0.04759988869075449, 0.058177641733144325, 0.06875539477553416, 0.07933314781792411, 0.08991090086031395, 0.10048865390270378, 0.11106640694509373, 0.12164415998748357, 0.1322219130298734, 0.14279966607226335, 0.1533774191146532, 0.16395517215704303, 0.17453292519943298, 0.1851106782418228, 0.19568843128421265, 0.2062661843266026, 0.21684393736899243, 0.22742169041138227, 0.23799944345377222, 0.24857719649616206, 0.2591549495385519, 0.26973270258094184, 0.2803104556233317, 0.2908882086657215, 0.30146596170811146, 0.3120437147505013, 0.32262146779289125, 0.3331992208352811, 0.3437769738776709, 0.35435472692006087, 0.3649324799624507, 0.37551023300484054, 0.3860879860472305, 0.39666573908962033, 0.40724349213201017, 0.4178212451744001, 0.42839899821678995, 0.4389767512591798, 0.44955450430156974, 0.46013225734395957, 0.4707100103863494, 0.48128776342873925, 0.4918655164711291, 0.5024432695135191, 0.513021022555909, 0.5235987755982988, 0.5759586531581287, 0.6283185307179586, 0.6806784082777885, 0.7330382858376183, 0.7853981633974483, 0.8377580409572781, 0.890117918517108, 0.9424777960769379, 0.9948376736367679, 1.0471975511965979, 1.0995574287564276, 1.1519173063162573, 1.2042771838760875, 1.2566370614359172, 1.3089969389957472, 1.3613568165555772, 1.413716694115407, 1.4660765716752369, 1.5184364492350668, 1.5707963267948966, 1.6231562043547263, 1.6755160819145565, 1.7278759594743862, 1.780235837034216, 1.8325957145940461, 1.8849555921538759, 1.937315469713706, 1.9896753472735358, 2.0420352248333655, 2.0943951023931957, 2.1467549799530254, 2.199114857512855, 2.2514747350726854, 2.303834612632515, 2.356194490192345, 2.408554367752175, 2.4609142453120048, 2.5132741228718345, 2.5656340004316642, 2.6179938779914944, 2.670353755551324, 2.722713633111154, 2.775073510670984, 2.827433388230814, 2.8797932657906435, 2.9321531433504737, 2.9845130209103035, 3.036872898470133, 3.0892327760299634, 3.141592653589793] | 1D array of the angles of attack used to define the polars of the airfoils. All airfoils defined in openmdao share this grid.
airfoils.Re | output |  | 1000000 | 1D array of the Reynolds numbers used to define the polars of the airfoils. All airfoils defined in openmdao share this grid.
airfoils.cl | output |  | [[[[0.012774299814956497]], [[0.14269327218499767]], [[0.2586370117479547]], [[0.3623386438927308]], [[0.44846540213334535]], [[0.5258962146947556]], [[0.5932747256952848]], [[0.6483731015052915]], [[0.6919714774537448]], [[0.724561884158482]], [[0.7475588397302069]], [[0.761476518094192]], [[0.7649770522520746]], [[0.7610743400910195]], [[0.7512774380781152]], [[0.7313798387745672]], [[0.7053181409441592]], [[0.6728915426068911]], [[0.634057340901292]], [[0.590171891142727]], [[0.5410148133866781]], [[0.48740716155951874]], [[0.42985986987276736]], [[0.3685763349494897]], [[0.3044320123794003]], [[0.23760988069898553]], [[0.16873016172346023]], [[0.09833293688442458]], [[0.02670874222112079]], [[-0.04539424263359261]], [[-0.117688842156067]], [[-0.18961620380430833]], [[-0.2606048613871396]], [[-0.3303845295102284]], [[-0.39818700075596947]], [[-0.46373523804603245]], [[-0.5264952231737257]], [[-0.5858109650288182]], [[-0.6415695381785984]], [[-0.6928091067102785]], [[-0.7393831898384677]], [[-0.7808112224110497]], [[-0.81611327995889]], [[-0.8458394186133674]], [[-0.8683507703076264]], [[-0.8834865804009255]], [[-0.8900593780814409]], [[-0.890834276816703]], [[-0.8807641250363609]], [[-0.8634573989452705]], [[-0.834899292600962]], [[-0.8282489306690205]], [[-0.8209342610459643]], [[-0.8130379108983156]], [[-0.804642507392596]], [[-0.7958306776953279]], [[-0.7866850489730332]], [[-0.7772882483922339]], [[-0.7677229031194519]], [[-0.757642826424416]], [[-0.746714949015]], [[-0.7354598970264341]], [[-0.723751051434922]], [[-0.7115736689186716]], [[-0.6989349299180345]], [[-0.6858221810715147]], [[-0.6722290584227956]], [[-0.6581300051061376]], [[-0.6434981088933348]], [[-0.6283058740281965]], [[-0.6125266628415562]], [[-0.5961303038207688]], [[-0.5790939409637361]], [[-0.5613855416799043]], [[-0.5429808773658764]], [[-0.5238497699943111]], [[-0.5039455731724146]], [[-0.48331527043284084]], [[-0.46184828498002933]], [[-0.43951673403929203]], [[-0.416384286969858]], [[-0.39235389628802414]], [[-0.3675495803246012]], [[-0.3419926182048192]], [[-0.31576519070347914]], [[-0.28893931081761076]], [[-0.2615473308199055]], [[-0.2336907396717728]], [[-0.2054051833434165]], [[-0.17675892289432352]], [[-0.14783043277550198]], [[-0.11865391393879493]], [[-0.08937954619790792]], [[-0.059860095852091344]], [[-0.030185078540683603]], [[0.0012276019638754424]], [[0.035077649579663424]], [[0.07314602872212428]], [[0.11636666891197389]], [[0.166292415723779]], [[0.22403376141165418]], [[0.2907425444002591]], [[0.3652231354797523]], [[0.44573809999042824]], [[0.5303855569486363]], [[0.6160593764113568]], [[0.70158900252098]], [[0.7838622877333025]], [[0.8621393122542008]], [[0.935702772940798]], [[1.0048242248664394]], [[1.069786819538331]], [[1.1306029864843783]], [[1.1879114452355026]], [[1.2413575000795158]], [[1.291427025620277]], [[1.3382500549164937]], [[1.3820187279231424]], [[1.4229244423480307]], [[1.4611558647009941]], [[1.4969023588186527]], [[1.5303538676614972]], [[1.5616804879844108]], [[1.5909828749291866]], [[1.6183431962266996]], [[1.643843995988398]], [[1.6675688299847076]], [[1.6896042718028865]], [[1.7100333113018582]], [[1.7289386078333222]], [[1.746403029450979]], [[1.762511085708032]], [[1.7773607847528972]], [[1.7909570443296023]], [[1.8035401559564967]], [[1.8150604270277528]], [[1.82564497776333]], [[1.8353774297611998]], [[1.8443376241529081]], [[1.8526135288184375]], [[1.860289296289324]], [[1.8674457505639261]], [[1.8741736088302692]], [[1.8802946201466608]], [[1.8860939669516341]], [[1.8914413019319458]], [[1.8961736822282051]], [[1.900525535294271]], [[1.9044326767258222]], [[1.9076799063903955]], [[1.9152886268953402]], [[1.913708174109812]], [[1.8942547863247823]], [[1.8634835437590251]], [[1.815671319614068]], [[1.7527231925405065]], [[1.6737503956327202]], [[1.5765429516184701]], [[1.463220505921252]], [[1.3342366508018952]], [[1.1953155117819012]], [[1.051696886081918]], [[0.9064407545832502]], [[0.7670097848150973]], [[0.6356478103389553]], [[0.5177141807138634]], [[0.41113935764915804]], [[0.3148901019407244]], [[0.22633041939349696]], [[0.14376557334508758]], [[0.06503676966750052]], [[-0.011793380444871436]], [[-0.08774937110969894]], [[-0.1624196350704996]], [[-0.23547116150071226]], [[-0.30630966744662236]], [[-0.3742863533863529]], [[-0.43921290564776194]], [[-0.5001720776223696]], [[-0.5569541461155774]], [[-0.6090250095165141]], [[-0.6555259800300086]], [[-0.6966907370648507]], [[-0.7310982922380173]], [[-0.7587989660341019]], [[-0.7799816948279059]], [[-0.7906161409454636]], [[-0.7950150432209698]], [[-0.7914675204942629]], [[-0.7771749373511712]], [[-0.75327399066682]], [[-0.7192891181489044]], [[-0.6737401420588566]], [[-0.6161306932475592]], [[-0.5456212440970902]], [[-0.4645602813766505]], [[-0.3746427178499516]], [[-0.26680067154758935]], [[-0.13878272406752298]], [[0.012774299814956529]]], [[[0.0]], [[0.0]], [[0.0]], [[0.0]], [[0.0]], [[0.0]], [[0.0]], [[0.0]], [[0.0]], [[0.0]], [[0.0]], [[0.0]], [[0.0]], [[0.0]], [[0.0]], [[0.0]], [[0.0]], [[0.0]], [[0.0]], [[0.0]], [[0.0]], [[0.0]], [[0.0]], [[0.0]], [[0.0]], [[0.0]], [[0.0]], [[0.0]], [[0.0]], [[0.0]], [[0.0]], [[0.0]], [[0.0]], [[0.0]], [[0.0]], [[0.0]], [[0.0]], [[0.0]], [[0.0]], [[0.0]], [[0.0]], [[0.0]], [[0.0]], [[0.0]], [[0.0]], [[0.0]], [[0.0]], [[0.0]], [[0.0]], [[0.0]], [[0.0]], [[0.0]], [[0.0]], [[0.0]], [[0.0]], [[0.0]], [[0.0]], [[0.0]], [[0.0]], [[0.0]], [[0.0]], [[0.0]], [[0.0]], [[0.0]], [[0.0]], [[0.0]], [[0.0]], [[0.0]], [[0.0]], [[0.0]], [[0.0]], [[0.0]], [[0.0]], [[0.0]], [[0.0]], [[0.0]], [[0.0]], [[0.0]], [[0.0]], [[0.0]], [[0.0]], [[0.0]], [[0.0]], [[0.0]], [[0.0]], [[0.0]], [[0.0]], [[0.0]], [[0.0]], [[0.0]], [[0.0]], [[0.0]], [[0.0]], [[0.0]], [[0.0]], [[0.0]], [[0.0]], [[0.0]], [[0.0]], [[0.0]], [[0.0]], [[0.0]], [[0.0]], [[0.0]], [[0.0]], [[0.0]], [[0.0]], [[0.0]], [[0.0]], [[0.0]], [[0.0]], [[0.0]], [[0.0]], [[0.0]], [[0.0]], [[0.0]], [[0.0]], [[0.0]], [[0.0]], [[0.0]], [[0.0]], [[0.0]], [[0.0]], [[0.0]], [[0.0]], [[0.0]], [[0.0]], [[0.0]], [[0.0]], [[0.0]], [[0.0]], [[0.0]], [[0.0]], [[0.0]], [[0.0]], [[0.0]], [[0.0]], [[0.0]], [[0.0]], [[0.0]], [[0.0]], [[0.0]], [[0.0]], [[0.0]], [[0.0]], [[0.0]], [[0.0]], [[0.0]], [[0.0]], [[0.0]], [[0.0]], [[0.0]], [[0.0]], [[0.0]], [[0.0]], [[0.0]], [[0.0]], [[0.0]], [[0.0]], [[0.0]], [[0.0]], [[0.0]], [[0.0]], [[0.0]], [[0.0]], [[0.0]], [[0.0]], [[0.0]], [[0.0]], [[0.0]], [[0.0]], [[0.0]], [[0.0]], [[0.0]], [[0.0]], [[0.0]], [[0.0]], [[0.0]], [[0.0]], [[0.0]], [[0.0]], [[0.0]], [[0.0]], [[0.0]], [[0.0]], [[0.0]], [[0.0]], [[0.0]], [[0.0]], [[0.0]], [[0.0]], [[0.0]], [[0.0]], [[0.0]], [[0.0]], [[0.0]], [[0.0]], [[0.0]], [[0.0]], [[0.0]]], [[[0.04964209610768981]], [[0.18728247933488665]], [[0.31002095168231864]], [[0.4197144359489547]], [[0.5106991363681169]], [[0.5924429394439092]], [[0.6635103121657981]], [[0.7215388854029396]], [[0.7673865118191947]], [[0.8015843789771776]], [[0.8256485921551736]], [[0.8400961981985308]], [[0.843702760386986]], [[0.8394444296466287]], [[0.8289938242178687]], [[0.8080256543206343]], [[0.7806321710826848]], [[0.7466342734001926]], [[0.7060153128499983]], [[0.6602081999837803]], [[0.6090118339637887]], [[0.5533041752551805]], [[0.49364207119826703]], [[0.43026327666183745]], [[0.3641026544735597]], [[0.2953770621220479]], [[0.22475499336493257]], [[0.15282746828955382]], [[0.0799153696412935]], [[0.006830498587953557]], [[-0.06610873016717743]], [[-0.1382744282075125]], [[-0.2091146494597552]], [[-0.2783623163152973]], [[-0.3457249666850165]], [[-0.4111544300960605]], [[-0.4745009608088385]], [[-0.5355831827593236]], [[-0.5943839060863658]], [[-0.6506998689248986]], [[-0.7042851867756956]], [[-0.7551355236093819]], [[-0.8005802042448851]], [[-0.8404406635564805]], [[-0.871232633180789]], [[-0.8902420264897877]], [[-0.8935596412969572]], [[-0.8920097340788381]], [[-0.8704473942338138]], [[-0.8496621277746017]], [[-0.8360105155061717]], [[-0.8364319170528584]], [[-0.837651180659868]], [[-0.8396008947776253]], [[-0.842213647856555]], [[-0.8454220283470817]], [[-0.84915862469963]], [[-0.8533560253646247]], [[-0.8579468187924902]], [[-0.8647688223719059]], [[-0.8750541155037499]], [[-0.8862978972438583]], [[-0.8992564093183807]], [[-0.9142976351807424]], [[-0.9322863208005226]], [[-0.9539001376819924]], [[-0.980194821189284]], [[-1.011774282526046]], [[-1.0496252169726716]], [[-1.0937918675176013]], [[-1.1403857817161722]], [[-1.186376193041567]], [[-1.2242055045071811]], [[-1.2507948917409322]], [[-1.2548945730736596]], [[-1.2543978298863578]], [[-1.228670649367338]], [[-1.1904373208481211]], [[-1.1396299200975855]], [[-1.0807080605203003]], [[-1.01890919931456]], [[-0.9559477002022148]], [[-0.8986853259640485]], [[-0.8479714431363805]], [[-0.8072531609810798]], [[-0.7699275458301977]], [[-0.7340461901368132]], [[-0.6922652607045104]], [[-0.6422666207565266]], [[-0.57699388892989]], [[-0.5011537365373427]], [[-0.41570664690505504]], [[-0.3304839217503235]], [[-0.2453385825423862]], [[-0.16135472938184708]], [[-0.0781178670652549]], [[0.004412087510226579]], [[0.08632850367660144]], [[0.16768663713800064]], [[0.24854436820941997]], [[0.32899470763543365]], [[0.4090743302507231]], [[0.4888761585658733]], [[0.5684593655987711]], [[0.6478796087988709]], [[0.7272610420728656]], [[0.8065225459389558]], [[0.8854077271924518]], [[0.9633183513944151]], [[1.0399017140545257]], [[1.1143275937629418]], [[1.1863230149999486]], [[1.255086353808457]], [[1.320492244052257]], [[1.3808451416281722]], [[1.433931118904791]], [[1.4770291648953342]], [[1.5076697555782053]], [[1.5226807865726688]], [[1.519900723239487]], [[1.4944307252610132]], [[1.4553800141978996]], [[1.4165183733181508]], [[1.3816306817072508]], [[1.3519703642070686]], [[1.3288607536830792]], [[1.313652451017612]], [[1.3081213075051374]], [[1.3113049316085135]], [[1.3270408235293274]], [[1.3509079157662678]], [[1.3774407560323114]], [[1.4012151392352752]], [[1.4143574610412732]], [[1.4198013580075086]], [[1.4161782030037942]], [[1.4075414481564543]], [[1.3952758921019044]], [[1.3829428714274528]], [[1.3711261556190608]], [[1.3601943086936434]], [[1.3499780863475288]], [[1.3404055208984913]], [[1.3316481834746832]], [[1.3233724277914574]], [[1.3156210763429435]], [[1.3084852682835109]], [[1.3018609160670271]], [[1.2956956372384731]], [[1.2899901097466615]], [[1.2672188915935685]], [[1.2500579077264622]], [[1.235201958883625]], [[1.2168362418596117]], [[1.1932919317470658]], [[1.1592008600230026]], [[1.116117928215041]], [[1.0632830045026074]], [[1.0033276572011578]], [[0.9360245506051608]], [[0.8628467007575726]], [[0.7847452125190102]], [[0.7022109958919858]], [[0.616772318620103]], [[0.528888208599961]], [[0.43967685289003583]], [[0.35018426166044636]], [[0.26096675744443065]], [[0.17347186560929934]], [[0.08816071259616412]], [[0.006090071507540515]], [[-0.07261668492490235]], [[-0.14792781747763964]], [[-0.2196434818619227]], [[-0.2878182273109148]], [[-0.35235005179773804]], [[-0.41309038969525097]], [[-0.47015587339460335]], [[-0.523243037447776]], [[-0.5724612881034933]], [[-0.6177031659307005]], [[-0.6587596653581551]], [[-0.6958766374831244]], [[-0.7286411624213136]], [[-0.7571192435331721]], [[-0.781484500769481]], [[-0.7994765967361901]], [[-0.8126090987742801]], [[-0.8133286154579451]], [[-0.8109652027509235]], [[-0.7965426029921661]], [[-0.7709466282180923]], [[-0.7322356166802069]], [[-0.6798880600475492]], [[-0.6111445924148585]], [[-0.5291067917545871]], [[-0.43653108136544194]], [[-0.32075991128823245]], [[-0.16266292116639633]], [[0.04964209610768984]]], [[[0.00921676639997223]], [[0.25147128101163213]], [[0.42715697353694854]], [[0.5546876910378238]], [[0.6186145451769408]], [[0.6628203413283077]], [[0.6938831543798423]], [[0.7134517023017004]], [[0.7246759439574989]], [[0.7452236741669606]], [[0.7739610979927354]], [[0.8035287327862465]], [[0.8185902307985563]], [[0.8234836678199766]], [[0.8178976438581758]], [[0.7972220924119334]], [[0.7681933393814395]], [[0.7313595201772793]], [[0.6879378650003364]], [[0.640678063092424]], [[0.5895108925722523]], [[0.5351887076834958]], [[0.4779475623199586]], [[0.4179054720071945]], [[0.35559236790475446]], [[0.29111792265922615]], [[0.2248560689793226]], [[0.15713675868656718]], [[0.08812841292293498]], [[0.018291229046321144]], [[-0.052208796941995046]], [[-0.12302767964464062]], [[-0.19383377027396026]], [[-0.2644577905479207]], [[-0.33438885056352]], [[-0.40319805540672643]], [[-0.4701513375134536]], [[-0.5342934556164555]], [[-0.5953193454129955]], [[-0.6519298216208483]], [[-0.7037786439321458]], [[-0.7501474414703292]], [[-0.7896788104965823]], [[-0.8229247704366778]], [[-0.8477982094402521]], [[-0.8636393568493153]], [[-0.8684398610082152]], [[-0.8681097937126746]], [[-0.8524603187653123]], [[-0.8276803298568334]], [[-0.8011772881802078]], [[-0.7988680629131615]], [[-0.7966657055638412]], [[-0.7946269276978027]], [[-0.7928084408806018]], [[-0.7912669566777939]], [[-0.7900591866549354]], [[-0.7892418423775815]], [[-0.7888716354112882]], [[-0.7909641475823819]], [[-0.7966103767858694]], [[-0.8033162866011881]], [[-0.8116876984011139]], [[-0.8220474468358867]], [[-0.8343133901599069]], [[-0.8487063083807073]], [[-0.865377105214045]], [[-0.884347838895094]], [[-0.9058277072049403]], [[-0.9296594497809416]], [[-0.9544506849722145]], [[-0.9791063516645745]], [[-1.0010241439365108]], [[-1.0192431184704995]], [[-1.0314986908098287]], [[-1.0355127518656941]], [[-1.0305357603170158]], [[-1.017892376784259]], [[-0.9944162382564778]], [[-0.9621539787041551]], [[-0.9227768090607795]], [[-0.8752741443050032]], [[-0.8216545255892146]], [[-0.761723349304874]], [[-0.6965293875553347]], [[-0.6267527740676063]], [[-0.5526906468324642]], [[-0.47545995568807276]], [[-0.39539852210946713]], [[-0.313267722121883]], [[-0.22990068795983645]], [[-0.14568091403114114]], [[-0.06164335851299934]], [[0.021816481672126797]], [[0.1040343243562381]], [[0.18495768493122225]], [[0.26455507747655094]], [[0.34281648423562505]], [[0.4197409202863443]], [[0.4953257519807379]], [[0.5695427348756178]], [[0.6424046114802859]], [[0.7138832571217151]], [[0.7839748381155316]], [[0.8526817119727674]], [[0.9199764142679712]], [[0.9858608070331852]], [[1.050512195993086]], [[1.1128889581844994]], [[1.1726723039193037]], [[1.2270659125807475]], [[1.2752769358740255]], [[1.3148935324396747]], [[1.3453408448461388]], [[1.364215077491246]], [[1.3693098786701754]], [[1.3638059950393773]], [[1.3493859790032487]], [[1.329346943873698]], [[1.3068899015538749]], [[1.285125181540227]], [[1.2672098960171547]], [[1.2561217060831744]], [[1.2537185150941974]], [[1.2576023646138907]], [[1.2671227951481123]], [[1.2799168417313862]], [[1.2942746481784528]], [[1.3083502409040026]], [[1.3203021025754256]], [[1.3283020470769402]], [[1.330945142279679]], [[1.3275587115507608]], [[1.3163028993773243]], [[1.2978852389457352]], [[1.2748513241718629]], [[1.2483499131073517]], [[1.2205133648762037]], [[1.1937609228848125]], [[1.168433533849677]], [[1.1448640440159594]], [[1.1228770548320446]], [[1.102321295084218]], [[1.083637685576073]], [[1.0660249562552329]], [[1.049652442086331]], [[1.0348006827671679]], [[1.0211163752006545]], [[1.0085398801091126]], [[0.9972118120371214]], [[0.9555588067348608]], [[0.9334989299115172]], [[0.9225970611316626]], [[0.9149891095858532]], [[0.9076744656871922]], [[0.8912002398796282]], [[0.8671064572948797]], [[0.8338029412971538]], [[0.7939925117393026]], [[0.7470129898168785]], [[0.6941220881492408]], [[0.6359387376756891]], [[0.5726971960359782]], [[0.5056046080564932]], [[0.4348527829188079]], [[0.3612809890177059]], [[0.285590605079623]], [[0.2081628011746643]], [[0.1299662486331714]], [[0.051305704925849134]], [[-0.027199448599835432]], [[-0.10495654261613545]], [[-0.18167263034204442]], [[-0.25654380541281613]], [[-0.329271391702217]], [[-0.3992876583610322]], [[-0.4659148900366639]], [[-0.529002173109885]], [[-0.587570955219782]], [[-0.6414419160888952]], [[-0.6900876415668283]], [[-0.7325417712351244]], [[-0.7691966154051664]], [[-0.7984667176659584]], [[-0.8211555317527629]], [[-0.8376707343478791]], [[-0.8463716831780459]], [[-0.850436948653864]], [[-0.8488220570043553]], [[-0.8414971061320172]], [[-0.8284180819857495]], [[-0.807964855311958]], [[-0.7763804676098537]], [[-0.7308062694237145]], [[-0.6671027522589141]], [[-0.5881541248749942]], [[-0.4956496360117654]], [[-0.3712883394174779]], [[-0.2066755550549938]], [[0.00921676639997221]]], [[[-0.002616468238648685]], [[0.23206900252153614]], [[0.4603181882842975]], [[0.6930017691262662]], [[0.7206625884778394]], [[0.7224940606574921]], [[0.724042517217225]], [[0.7286224145878468]], [[0.7432243241439088]], [[0.7743263584953606]], [[0.8182150197859032]], [[0.8475932097294956]], [[0.8562812804243328]], [[0.8559088044398866]], [[0.848310137238659]], [[0.8244348255650564]], [[0.7944906077302177]], [[0.7580456618158811]], [[0.7161403014998445]], [[0.6698705512386851]], [[0.6190869076774835]], [[0.5643711588155162]], [[0.5061264981235706]], [[0.4444953082081353]], [[0.3801568940966412]], [[0.3132402718889729]], [[0.24422198204879905]], [[0.17351535606415375]], [[0.10133400461399346]], [[0.028256928642579743]], [[-0.045505643957431036]], [[-0.11953465454539544]], [[-0.19335604620539582]], [[-0.2667402329440988]], [[-0.33878318694595244]], [[-0.40911395952502716]], [[-0.4770562377919175]], [[-0.5418208264847281]], [[-0.6031957488410511]], [[-0.6600595411911092]], [[-0.7121652967033243]], [[-0.7589060752760906]], [[-0.7991450354022657]], [[-0.8333728338966895]], [[-0.859728529763199]], [[-0.878025762689064]], [[-0.8871600938577962]], [[-0.8887790153727972]], [[-0.8802828416325041]], [[-0.8668810724656328]], [[-0.8475396219516327]], [[-0.8435937876761197]], [[-0.8394828177921558]], [[-0.8352478011813351]], [[-0.8309298267252514]], [[-0.8265699833054988]], [[-0.822209359803671]], [[-0.8178890451013624]], [[-0.8136501280801666]], [[-0.8094784245519336]], [[-0.8054468041158873]], [[-0.8014801358779907]], [[-0.7986029911398755]], [[-0.7967160777012372]], [[-0.7973423384760688]], [[-0.7995858282152296]], [[-0.8057288987300519]], [[-0.8150402254566712]], [[-0.8284112530084973]], [[-0.8440615358256713]], [[-0.8615396926976412]], [[-0.8799559859252027]], [[-0.8980322647376757]], [[-0.91523621784193]], [[-0.9304950930790624]], [[-0.942413431203417]], [[-0.9512192040947905]], [[-0.9546454762324963]], [[-0.9527137252079912]], [[-0.9439387871877649]], [[-0.9284922926971095]], [[-0.9033935665176519]], [[-0.8700883610098411]], [[-0.8270090759729221]], [[-0.7758867897845587]], [[-0.7175690934518452]], [[-0.6523266842540123]], [[-0.5818748509734252]], [[-0.5064633903523231]], [[-0.4271505141574296]], [[-0.34499131063436694]], [[-0.2604518711222642]], [[-0.17488019238721864]], [[-0.08877572034977002]], [[-0.0030015220230726553]], [[0.08223883159210894]], [[0.16683214255734632]], [[0.25060668002555214]], [[0.3334594031529094]], [[0.4152833722544482]], [[0.49588434320030544]], [[0.5752071692546012]], [[0.6530583031678809]], [[0.7293241502406013]], [[0.8039201516564705]], [[0.8766298098879021]], [[0.947406478561816]], [[1.0162017990866998]], [[1.0821456415163473]], [[1.1449753361239645]], [[1.202455686496474]], [[1.254038085494264]], [[1.2977251991665586]], [[1.3332960105496208]], [[1.3585201510298999]], [[1.3726745888430492]], [[1.373869131445424]], [[1.365449536694834]], [[1.3499321528039856]], [[1.3308166793862883]], [[1.3113071429679923]], [[1.2940051518286881]], [[1.2810358200291048]], [[1.2747652274934762]], [[1.2753026195804178]], [[1.2812449121542835]], [[1.2909198454213517]], [[1.30255188375978]], [[1.3143512156984505]], [[1.3245481416714615]], [[1.331312267673752]], [[1.3332609626927117]], [[1.3309014885585173]], [[1.3244222189934274]], [[1.3147468755697793]], [[1.3027261076559569]], [[1.2886831474767493]], [[1.2733141100874439]], [[1.2575555916074548]], [[1.241726601610428]], [[1.2266684706057875]], [[1.21233017250945]], [[1.1987376570206512]], [[1.186065701896023]], [[1.1739501213850068]], [[1.1624510144609033]], [[1.1516818517781682]], [[1.1415289574255643]], [[1.131950201208858]], [[1.1229677217737193]], [[1.08593241400807]], [[1.058813919916643]], [[1.0381408865601018]], [[1.0199312884340919]], [[1.0021015494457755]], [[0.9800529933895374]], [[0.9519077003539834]], [[0.9140858918343574]], [[0.8688909985119098]], [[0.8157606398983058]], [[0.7563152277320806]], [[0.6913649547611471]], [[0.6212933911819628]], [[0.5475751859186863]], [[0.4705466871407976]], [[0.3912617908945412]], [[0.31064498280595226]], [[0.22920733957964814]], [[0.14824213451476245]], [[0.06818697762083922]], [[-0.010000414060626444]], [[-0.0860542379191686]], [[-0.1598307396733716]], [[-0.2309646749331465]], [[-0.29937484355237]], [[-0.36481519552244795]], [[-0.4269771798942595]], [[-0.48586307625290426]], [[-0.540986283772392]], [[-0.5923380694523884]], [[-0.639671275942614]], [[-0.682580587851279]], [[-0.7212707371392048]], [[-0.7550909114880705]], [[-0.7839377276984641]], [[-0.8082575653067923]], [[-0.8229749922343437]], [[-0.8309961991552474]], [[-0.8276490324286447]], [[-0.812153328474872]], [[-0.7790834510508912]], [[-0.7376085279356305]], [[-0.6942866171984232]], [[-0.6929948686289784]], [[-0.7052200413905353]], [[-0.7174452141520924]], [[-0.6966272978689372]], [[-0.4607460995828775]], [[-0.2330895014007418]], [[-0.0026164682386487174]]], [[[0.018044297553556108]], [[0.14940292936070623]], [[0.26676311810881936]], [[0.37184574202104037]], [[0.459327832609112]], [[0.5380583121024374]], [[0.6067099548761082]], [[0.6630759619069262]], [[0.7078512545269574]], [[0.7415826452276482]], [[0.7656879225541662]], [[0.7809072057292176]], [[0.7849042154407859]], [[0.7820136790001008]], [[0.7733331913378843]], [[0.754141826738946]], [[0.7288220468444292]], [[0.6970632530777141]], [[0.6588148047077906]], [[0.6154521326010057]], [[0.566732094013432]], [[0.5134825553972703]], [[0.4562102021298326]], [[0.39511120641012765]], [[0.33106447342347467]], [[0.2642449508526661]], [[0.19527277769327706]], [[0.12468428338095572]], [[0.05276690599345895]], [[-0.019733548302731222]], [[-0.09253337626831099]], [[-0.16507537710710085]], [[-0.23679362593452047]], [[-0.3074160993521714]], [[-0.3761831401057264]], [[-0.4428166608744562]], [[-0.5067844584573098]], [[-0.5674418173978354]], [[-0.6246619230483285]], [[-0.6775064776028537]], [[-0.7258186764907292]], [[-0.7691114664534304]], [[-0.8064504835211237]], [[-0.8382989516438504]], [[-0.8630739106199713]], [[-0.8807531966420868]], [[-0.8907376221990388]], [[-0.8928570539234237]], [[-0.8860643624134216]], [[-0.8722595451946025]], [[-0.8468339948534888]], [[-0.840887678623592]], [[-0.8342711249442187]], [[-0.8270697405818078]], [[-0.8193689323027982]], [[-0.811254106873629]], [[-0.8028106710607393]], [[-0.7941240316305678]], [[-0.7852795953495537]], [[-0.7759325241196888]], [[-0.7657463275718548]], [[-0.7552394438916182]], [[-0.7442860904730118]], [[-0.732871091011862]], [[-0.7209965852994233]], [[-0.7086690832898925]], [[-0.6958805534191188]], [[-0.6827703398978145]], [[-0.6693826674418567]], [[-0.655865294345908]], [[-0.6423042088145846]], [[-0.6287792964016465]], [[-0.6154382022137287]], [[-0.6023341369623725]], [[-0.5896011422462287]], [[-0.5773472445419224]], [[-0.5656446487095023]], [[-0.5545814189202929]], [[-0.544304876292798]], [[-0.5349500473437488]], [[-0.5264724063477177]], [[-0.5189156752400378]], [[-0.5115061410052029]], [[-0.5039187729385417]], [[-0.49540202085874857]], [[-0.4854515729251999]], [[-0.47344884352340466]], [[-0.4588431723141543]], [[-0.4410468983562104]], [[-0.4193904220291376]], [[-0.39350678462435895]], [[-0.3624918912100299]], [[-0.32610715179005945]], [[-0.28357600470042815]], [[-0.23417393194235994]], [[-0.17790893307585603]], [[-0.11410373121193833]], [[-0.04430180276036432]], [[0.03116572155517389]], [[0.11151402019364313]], [[0.19556392121349686]], [[0.28299375013046174]], [[0.37260591794811077]], [[0.4637589517877755]], [[0.5558052372466824]], [[0.6475941527539673]], [[0.7386976877173175]], [[0.8280094715076933]], [[0.9150175575618789]], [[0.999336910944634]], [[1.0804222172467932]], [[1.158154002386628]], [[1.2319109123485366]], [[1.3018998307103988]], [[1.3671707207619306]], [[1.4276798936561483]], [[1.4828452381016506]], [[1.532080418305339]], [[1.5748107134493288]], [[1.6104184191799789]], [[1.6382642721582057]], [[1.6576593262751267]], [[1.668560626682865]], [[1.6713675752288517]], [[1.6689689757706465]], [[1.6609761289731089]], [[1.649404578269317]], [[1.6354173027523113]], [[1.6203394307362702]], [[1.6054923793991054]], [[1.5920483595632784]], [[1.5802864809739574]], [[1.57007933407109]], [[1.561421289135802]], [[1.5539913545454254]], [[1.5478721417445693]], [[1.5428924182757005]], [[1.5388872886448053]], [[1.5358520946201901]], [[1.5335646930318703]], [[1.5319838799345749]], [[1.5310217334041432]], [[1.5304632425865563]], [[1.530463811815848]], [[1.5308180284289807]], [[1.5313643646868758]], [[1.5320014973875913]], [[1.5329906515407428]], [[1.5342309311905247]], [[1.5354637098026827]], [[1.5401735956337035]], [[1.539835542103524]], [[1.5265280833035295]], [[1.5041039626805115]], [[1.46774989461565]], [[1.4197654497264338]], [[1.3595263122185595]], [[1.2855697852919836]], [[1.1996452453507955]], [[1.1019167180656488]], [[0.9962406649636701]], [[0.886022347987682]], [[0.7732746943174021]], [[0.6628802903211917]], [[0.556319453490864]], [[0.45716316234185894]], [[0.3642135709442855]], [[0.2770860039600689]], [[0.1941975069614218]], [[0.11473069390663591]], [[0.03743951062240684]], [[-0.03865124723487228]], [[-0.1140972612355698]], [[-0.18832794902708228]], [[-0.261010536014891]], [[-0.3315447855565196]], [[-0.3992650939437521]], [[-0.4639725572177981]], [[-0.5247288742103813]], [[-0.5813131536288851]], [[-0.6331773206764699]], [[-0.6794387849370547]], [[-0.7203340254201033]], [[-0.7544068136156351]], [[-0.7816971089344517]], [[-0.8024675161162952]], [[-0.8123002779886351]], [[-0.8159168508309186]], [[-0.8119305533472634]], [[-0.7964342024747622]], [[-0.7713665095596736]], [[-0.7360579510850251]], [[-0.6889909333230678]], [[-0.6296048443647976]], [[-0.557106534987666]], [[-0.47386067904320894]], [[-0.3815922724841882]], [[-0.2711221527499519]], [[-0.13912972807869703]], [[0.01804429755355611]]], [[[-0.0012980832577013347]], [[0.2292009629488962]], [[0.46455875051111]], [[0.716268381853667]], [[0.7343865752244809]], [[0.7049538117425548]], [[0.6755210482606289]], [[0.671874844651653]], [[0.7118206717912932]], [[0.7529485597627625]], [[0.7877773216487074]], [[0.804946230893374]], [[0.8089385361480931]], [[0.8023448568842237]], [[0.7890459031247791]], [[0.7657183040393372]], [[0.7377836940861604]], [[0.7047645561316509]], [[0.6667861899295056]], [[0.6245947200155327]], [[0.5780050697675925]], [[0.5274914386536655]], [[0.47335074608520666]], [[0.4156376691753185]], [[0.35490104656911975]], [[0.2911833611241573]], [[0.22484894255304483]], [[0.15619158287057033]], [[0.08533449345257137]], [[0.012792325755064407]], [[-0.061045293690459676]], [[-0.13538880942081147]], [[-0.20934698970063492]], [[-0.2824805732137822]], [[-0.3536273534612184]], [[-0.42233844840801643]], [[-0.4878023463182307]], [[-0.5489984801427885]], [[-0.6057613758286579]], [[-0.6565982452962243]], [[-0.701260233755285]], [[-0.7389547621249315]], [[-0.7683863448981071]], [[-0.7907574288449412]], [[-0.8064028070096749]], [[-0.8177427267136551]], [[-0.8256938486044151]], [[-0.8325858287457306]], [[-0.8390856995702491]], [[-0.8475788038261709]], [[-0.8589638024794374]], [[-0.8618048677741449]], [[-0.8649427986574385]], [[-0.868350745137283]], [[-0.8720018572216433]], [[-0.8758692849184841]], [[-0.8799261782357707]], [[-0.8841456871814676]], [[-0.8885009617635398]], [[-0.8932234754026177]], [[-0.8985095478221862]], [[-0.9040142029024567]], [[-0.9099345096363662]], [[-0.916406203320658]], [[-0.9241535434115233]], [[-0.9335826568446685]], [[-0.9454673200891647]], [[-0.9602424881442552]], [[-0.9786189908026629]], [[-1.0007042081482784]], [[-1.02451692378966]], [[-1.0483613843274824]], [[-1.0685010051602222]], [[-1.0826893955373307]], [[-1.0838412255637169]], [[-1.082920085697249]], [[-1.0628213266424618]], [[-1.0338106705270822]], [[-0.9955703132584024]], [[-0.9503000653788151]], [[-0.9005512816901116]], [[-0.8467158293833918]], [[-0.7897970976690408]], [[-0.7298153409295237]], [[-0.6671113656264843]], [[-0.6019822352642008]], [[-0.5345505880245267]], [[-0.4652539448549449]], [[-0.39420923567016036]], [[-0.3216807638627022]], [[-0.24795735367106847]], [[-0.17316139441533943]], [[-0.0976458163980292]], [[-0.021570932023350448]], [[0.05483916910998949]], [[0.13127599748168478]], [[0.20761493946949902]], [[0.28352015174166595]], [[0.35880633262699546]], [[0.43327916749898504]], [[0.5066024884015147]], [[0.5786674894475444]], [[0.6491393849285334]], [[0.7178113071540623]], [[0.7845327198500397]], [[0.8489140047234612]], [[0.9108862584851104]], [[0.9701070477222689]], [[1.0263314359482645]], [[1.0794971262870439]], [[1.1290897622207023]], [[1.175155362860969]], [[1.2172005279862064]], [[1.255816174860693]], [[1.2905611906484824]], [[1.3218636356009625]], [[1.349798480370815]], [[1.374506781666265]], [[1.3961305990136843]], [[1.414800097825901]], [[1.4306442432587214]], [[1.4437913069556252]], [[1.4543919691882305]], [[1.4625854069268043]], [[1.468500515771614]], [[1.4722603182423069]], [[1.4738546756247481]], [[1.4734038626065218]], [[1.470112139900382]], [[1.4639619840498446]], [[1.4546091317342857]], [[1.4417174447954193]], [[1.4249814626114456]], [[1.4042362155872725]], [[1.3802011093708269]], [[1.353257058113252]], [[1.3237822890331923]], [[1.2922080065674537]], [[1.2592528400711491]], [[1.2251340101666235]], [[1.1905120023093092]], [[1.1558089447278674]], [[1.1212799788901069]], [[1.0882785455561614]], [[1.0559185559451834]], [[1.0253221872471427]], [[0.9977828129557536]], [[0.9724194693930955]], [[0.9491434090957073]], [[0.9285049718966855]], [[0.8561284333799619]], [[0.8212568076313145]], [[0.8056291360658641]], [[0.7928895323124705]], [[0.7808848079601696]], [[0.7650390637211777]], [[0.7456937832988406]], [[0.7218311499055337]], [[0.6930480316216417]], [[0.6584610812542632]], [[0.6175064258502287]], [[0.5708770627198892]], [[0.518495719393311]], [[0.46164954500831784]], [[0.40037703618690584]], [[0.3354847948100945]], [[0.26758112120580313]], [[0.19697271207251588]], [[0.12457105350130862]], [[0.05067104425975604]], [[-0.024054725316187096]], [[-0.09896584832168753]], [[-0.173724305280718]], [[-0.2474695192061768]], [[-0.31986007076960676]], [[-0.3902686672405953]], [[-0.45798358978992404]], [[-0.5227763008072537]], [[-0.5836507632076099]], [[-0.6403551236234919]], [[-0.692301759381108]], [[-0.738544819769565]], [[-0.7793231651433781]], [[-0.813089114004263]], [[-0.8398531686680367]], [[-0.8601550788355445]], [[-0.8682028075841017]], [[-0.8700613439039103]], [[-0.8644001498841054]], [[-0.8443113226432083]], [[-0.8142041835197227]], [[-0.7835084195342937]], [[-0.7582625355563639]], [[-0.7358297514604144]], [[-0.7180538029064889]], [[-0.6945539243950556]], [[-0.6474965775423123]], [[-0.5097050515665223]], [[-0.3051203769252373]], [[-0.0012980832577012616]]]] | 4D array with the lift coefficients of the airfoils. Dimension 0 is along the different airfoils defined in the yaml, dimension 1 is along the angles of attack, dimension 2 is along the Reynolds number, dimension 3 is along the number of tabs, which may describe multiple sets at the same station, for example in presence of a flap.
airfoils.cd | output |  | [[[[0.06162547426059073]], [[0.06296797797883891]], [[0.06920073530496863]], [[0.10217134189398058]], [[0.14436773261526759]], [[0.19916113989223314]], [[0.2613159042273307]], [[0.3249693802145587]], [[0.39401562162258014]], [[0.46416159470315793]], [[0.5351486407224958]], [[0.6061805126538875]], [[0.676562470269005]], [[0.7459237112253301]], [[0.8133302599499371]], [[0.8784285521720816]], [[0.9405318277556405]], [[0.9989244392895479]], [[1.0534728181523614]], [[1.1036870487468315]], [[1.149679982103966]], [[1.1913010999243736]], [[1.228220156950608]], [[1.260780828331162]], [[1.288288296902172]], [[1.3110192379399626]], [[1.3289930576565618]], [[1.3411305973405871]], [[1.3492052255262386]], [[1.3494226144757384]], [[1.3471516103075742]], [[1.338310712651388]], [[1.3238807582607919]], [[1.3038752677474148]], [[1.2794216371157345]], [[1.2498660023889852]], [[1.2158116332882771]], [[1.1774606977626247]], [[1.1347222059598447]], [[1.0882014690947377]], [[1.0377798353713914]], [[0.9838046057871134]], [[0.9265108853719466]], [[0.8659307526094487]], [[0.8024606800514815]], [[0.7362176599432407]], [[0.6674788785888516]], [[0.5974768059666742]], [[0.526777547771337]], [[0.4570586090701714]], [[0.3889926248891426]], [[0.3756716562058564]], [[0.3624538965235285]], [[0.34934519264831915]], [[0.33635139138638853]], [[0.32347833954389693]], [[0.3107318839270045]], [[0.29811787134187145]], [[0.2856421485946579]], [[0.2734043403371759]], [[0.26147470576409987]], [[0.2497148331704735]], [[0.23817487413336985]], [[0.22685657368838125]], [[0.21577434843464335]], [[0.20493921686687402]], [[0.1943553338962619]], [[0.1840818276208784]], [[0.17413153386004743]], [[0.16456595524049228]], [[0.15542077420422765]], [[0.14671543660700853]], [[0.13852743787669108]], [[0.13085733453698772]], [[0.12377022969838634]], [[0.117317607574238]], [[0.11150629514842382]], [[0.10636463448608106]], [[0.10197779600256834]], [[0.09838501231621694]], [[0.0956025683343815]], [[0.09354916704252768]], [[0.09199067839108818]], [[0.09067626355958172]], [[0.08933502269836993]], [[0.08771271019266315]], [[0.08554237688191808]], [[0.08257091343530584]], [[0.0785302965793859]], [[0.07306747975920203]], [[0.06620585770202356]], [[0.05777222551161496]], [[0.04910720454294258]], [[0.04079139702759626]], [[0.03365694596112839]], [[0.027741623940545457]], [[0.022885308754333377]], [[0.01906126379690795]], [[0.016118958250108492]], [[0.013913457470965201]], [[0.012443774095294876]], [[0.011481229177436842]], [[0.011061771174093743]], [[0.010930090914738285]], [[0.011093865401821676]], [[0.011359448119156493]], [[0.011719776087900712]], [[0.011961675038045764]], [[0.012218116287528598]], [[0.012556821522520736]], [[0.013257847786480047]], [[0.01466447814710148]], [[0.017032929527078012]], [[0.020503810673543777]], [[0.025559846162295063]], [[0.03231444630372062]], [[0.0409124654302864]], [[0.051389093733268366]], [[0.0637737311737497]], [[0.07808443335177134]], [[0.09434130721503471]], [[0.11256562506198056]], [[0.13273218388546476]], [[0.1546186897791256]], [[0.1779502838382692]], [[0.20245517346028657]], [[0.22786510326297255]], [[0.2539199551079846]], [[0.28034924478811474]], [[0.3068796582559082]], [[0.33327191567896575]], [[0.3594826041691513]], [[0.3855538864653276]], [[0.4115278610049022]], [[0.4374522672713143]], [[0.4633725610405744]], [[0.48933039504583203]], [[0.5153607451943794]], [[0.5415267567900305]], [[0.5678522995336853]], [[0.5943994961917812]], [[0.6211943692632529]], [[0.6482639799475812]], [[0.6756116625186395]], [[0.7031726391831338]], [[0.7308923622041218]], [[0.7587279539395325]], [[0.7867294775390098]], [[0.8148421038406662]], [[0.8429678857989144]], [[0.9820034794874484]], [[1.1173943075051989]], [[1.2470917701860833]], [[1.368058448936091]], [[1.4795347032857058]], [[1.5799798335512765]], [[1.6665768371878524]], [[1.7402345557044105]], [[1.79649243215625]], [[1.8357630631699153]], [[1.8566346249899217]], [[1.8607671534637866]], [[1.844346711505926]], [[1.8125354983935245]], [[1.756766805256532]], [[1.682954025879271]], [[1.5997344056868772]], [[1.5132185463464742]], [[1.4403067535719705]], [[1.3931188846134672]], [[1.3862640901799959]], [[1.3824643631319327]], [[1.3797825013923224]], [[1.3716121478932406]], [[1.354506133891423]], [[1.3319234751681994]], [[1.3036216873554227]], [[1.2694405722799318]], [[1.2304832262966465]], [[1.1864390186447098]], [[1.1379294954743198]], [[1.0853028395299462]], [[1.0286215190015136]], [[0.9685589134691722]], [[0.9051749936063894]], [[0.8389196060184211]], [[0.7703285841149609]], [[0.6996533712558838]], [[0.6276613541289572]], [[0.5546157606416738]], [[0.4809746484650379]], [[0.4074875184087239]], [[0.33434378664647546]], [[0.26805920827483054]], [[0.2041031839828012]], [[0.14802746565038263]], [[0.10496395151485671]], [[0.07156878026322783]], [[0.06373136782614273]], [[0.06162547426059073]]], [[[0.5000000000000001]], [[0.5000000000000001]], [[0.5000000000000001]], [[0.5]], [[0.5]], [[0.5000000000000001]], [[0.5000000000000001]], [[0.5000000000000001]], [[0.5000000000000001]], [[0.5000000000000001]], [[0.5000000000000001]], [[0.5000000000000001]], [[0.5000000000000001]], [[0.5000000000000001]], [[0.5000000000000001]], [[0.5000000000000001]], [[0.5000000000000001]], [[0.5000000000000001]], [[0.49999999999999994]], [[0.49999999999999994]], [[0.5]], [[0.5]], [[0.5]], [[0.49999999999999994]], [[0.49999999999999994]], [[0.5]], [[0.5000000000000001]], [[0.5000000000000001]], [[0.5]], [[0.5]], [[0.5000000000000001]], [[0.5000000000000002]], [[0.5000000000000002]], [[0.5000000000000001]], [[0.5000000000000001]], [[0.5000000000000001]], [[0.5000000000000001]], [[0.5000000000000001]], [[0.5000000000000001]], [[0.5000000000000001]], [[0.5000000000000001]], [[0.5000000000000001]], [[0.5000000000000001]], [[0.5000000000000001]], [[0.5000000000000001]], [[0.5]], [[0.5000000000000001]], [[0.5000000000000001]], [[0.5000000000000001]], [[0.5000000000000001]], [[0.5000000000000001]], [[0.5000000000000001]], [[0.5000000000000001]], [[0.5000000000000001]], [[0.5]], [[0.5]], [[0.5]], [[0.5]], [[0.5]], [[0.5]], [[0.5]], [[0.5]], [[0.5000000000000001]], [[0.5000000000000001]], [[0.5000000000000001]], [[0.5000000000000001]], [[0.5000000000000001]], [[0.5000000000000001]], [[0.5]], [[0.5]], [[0.5]], [[0.5]], [[0.5]], [[0.5]], [[0.5000000000000001]], [[0.5000000000000001]], [[0.5]], [[0.5]], [[0.5]], [[0.5]], [[0.5]], [[0.5000000000000001]], [[0.5000000000000001]], [[0.5]], [[0.5000000000000001]], [[0.5000000000000002]], [[0.5000000000000001]], [[0.5000000000000001]], [[0.5000000000000001]], [[0.5000000000000001]], [[0.5000000000000001]], [[0.5]], [[0.5000000000000001]], [[0.5000000000000001]], [[0.5000000000000001]], [[0.5000000000000001]], [[0.5000000000000001]], [[0.5000000000000001]], [[0.5000000000000001]], [[0.5000000000000001]], [[0.5000000000000001]], [[0.5000000000000001]], [[0.5000000000000001]], [[0.5000000000000001]], [[0.5000000000000001]], [[0.5000000000000001]], [[0.5000000000000001]], [[0.5000000000000001]], [[0.5000000000000001]], [[0.5000000000000001]], [[0.5000000000000001]], [[0.5000000000000001]], [[0.5000000000000001]], [[0.5000000000000001]], [[0.5000000000000001]], [[0.5000000000000002]], [[0.5]], [[0.5000000000000001]], [[0.5000000000000001]], [[0.5000000000000001]], [[0.5000000000000001]], [[0.5]], [[0.5]], [[0.5000000000000001]], [[0.5000000000000001]], [[0.5000000000000001]], [[0.5000000000000001]], [[0.5]], [[0.5000000000000001]], [[0.5]], [[0.5000000000000001]], [[0.5000000000000001]], [[0.5000000000000001]], [[0.5]], [[0.5]], [[0.5000000000000001]], [[0.5000000000000001]], [[0.5]], [[0.5]], [[0.5]], [[0.5]], [[0.5]], [[0.5000000000000001]], [[0.5000000000000001]], [[0.5000000000000001]], [[0.5000000000000001]], [[0.5000000000000001]], [[0.5000000000000001]], [[0.5000000000000001]], [[0.5000000000000001]], [[0.5000000000000001]], [[0.5000000000000001]], [[0.5000000000000001]], [[0.5000000000000001]], [[0.5]], [[0.5]], [[0.5]], [[0.5000000000000001]], [[0.5000000000000001]], [[0.5000000000000001]], [[0.5000000000000002]], [[0.5000000000000002]], [[0.5000000000000001]], [[0.5000000000000001]], [[0.5000000000000001]], [[0.5000000000000001]], [[0.5000000000000001]], [[0.5000000000000001]], [[0.5000000000000001]], [[0.5]], [[0.5]], [[0.5]], [[0.5]], [[0.5]], [[0.5]], [[0.49999999999999994]], [[0.49999999999999994]], [[0.49999999999999994]], [[0.5]], [[0.5]], [[0.5]], [[0.5]], [[0.5000000000000001]], [[0.5000000000000001]], [[0.5000000000000001]], [[0.5000000000000001]], [[0.5000000000000001]], [[0.5000000000000001]], [[0.5000000000000001]], [[0.5000000000000001]], [[0.5000000000000001]], [[0.5000000000000001]], [[0.5000000000000001]], [[0.5000000000000001]], [[0.5000000000000001]], [[0.5000000000000001]], [[0.5000000000000001]], [[0.5000000000000001]], [[0.5000000000000001]], [[0.5000000000000001]]], [[[0.02308492094443014]], [[0.032086520954452094]], [[0.05037982267181087]], [[0.08443153586492445]], [[0.1274122116595934]], [[0.18092383788049274]], [[0.2412358022050174]], [[0.3046912263143485]], [[0.37553257817886976]], [[0.4484956633591017]], [[0.5230309081956682]], [[0.5975055986387536]], [[0.6712901424732032]], [[0.7439586856978176]], [[0.8146613466174393]], [[0.8830694609718447]], [[0.948537715616582]], [[1.010397937727545]], [[1.0685139235439762]], [[1.122406927131489]], [[1.1721609712963215]], [[1.2176092229665436]], [[1.2584269234578822]], [[1.294899957939489]], [[1.3263695442545094]], [[1.3530723622669172]], [[1.3749374939779317]], [[1.3911866269713253]], [[1.403152077500785]], [[1.4072267762646138]], [[1.4086794243950378]], [[1.4032237439686555]], [[1.3924364456345173]], [[1.3749386044885321]], [[1.3526322156191395]], [[1.3245849691159117]], [[1.2916131995781985]], [[1.253936169598917]], [[1.2114625207449412]], [[1.1649268222293299]], [[1.1141973330428045]], [[1.059702294540421]], [[1.0017278113537322]], [[0.9403335916999719]], [[0.8760289859057198]], [[0.8088639012909451]], [[0.739110321542582]], [[0.6672995624733133]], [[0.5936384191579316]], [[0.5202986692378802]], [[0.4482573057027471]], [[0.4341800484247276]], [[0.420202820978267]], [[0.4063374011814084]], [[0.39259556685219427]], [[0.3789890958086674]], [[0.36552976586887076]], [[0.35222935485084694]], [[0.3390996405726386]], [[0.3262561718762394]], [[0.3137784205703369]], [[0.3015101505227714]], [[0.28951280129678175]], [[0.27778873218137046]], [[0.2663606741992021]], [[0.255237123712147]], [[0.2444262597644654]], [[0.2339559639862967]], [[0.22381876003458168]], [[0.21403117653875087]], [[0.20447051943645106]], [[0.1950617416270463]], [[0.18561154058395232]], [[0.17605259206492893]], [[0.16621080277441788]], [[0.15596781104556234]], [[0.14518901693244773]], [[0.1338997682356868]], [[0.12225871694003211]], [[0.11063927066652338]], [[0.09947280171057794]], [[0.08891509963707576]], [[0.07994888723049592]], [[0.07150557847170264]], [[0.06143720491294779]], [[0.048316897233169655]], [[0.030484729617207627]], [[0.021029139058295423]], [[0.015917645008721646]], [[0.01373125521183282]], [[0.012242992246776965]], [[0.01106963650681019]], [[0.01015711465783964]], [[0.009458074924798091]], [[0.008931720611047248]], [[0.008586138543964882]], [[0.008364922062609546]], [[0.008313494342799394]], [[0.008301503373561742]], [[0.008408199464890671]], [[0.008567325912207812]], [[0.008776903599688923]], [[0.009001381704737634]], [[0.009225793794812847]], [[0.009435584891130177]], [[0.009589795782368443]], [[0.009702728752582714]], [[0.00977907599761941]], [[0.009867101884431077]], [[0.010016507483082837]], [[0.010263174268688911]], [[0.010669589511983355]], [[0.01127651841675432]], [[0.012116057575901954]], [[0.013373423686750218]], [[0.015353895911566287]], [[0.01840779959717143]], [[0.022887277720326078]], [[0.029148632509815146]], [[0.037534978464943226]], [[0.048387870500634166]], [[0.06204736444757632]], [[0.07865999336761255]], [[0.09762619724268821]], [[0.11815277528933966]], [[0.13945799652024224]], [[0.16076669204571353]], [[0.18132646344552153]], [[0.20034843363669405]], [[0.21713271472969245]], [[0.231996855627088]], [[0.24595609503791588]], [[0.26002601559620114]], [[0.27531664632301306]], [[0.29200326739207316]], [[0.30988912679293595]], [[0.328651683320085]], [[0.34798866606861084]], [[0.3674805964912859]], [[0.38706069046847175]], [[0.40665777994708496]], [[0.42628215664555674]], [[0.4459293474867355]], [[0.46558788472575235]], [[0.4852586208905108]], [[0.5049271111378852]], [[0.5245786219865183]], [[0.5442245201957029]], [[0.5638539798050259]], [[0.5834456820414533]], [[0.6797952055683814]], [[0.7743019578977194]], [[0.8664933397275966]], [[0.954971847172957]], [[1.0392750790168772]], [[1.1184952763398004]], [[1.1914460084664686]], [[1.2581061701995047]], [[1.316662546824552]], [[1.3669693362906266]], [[1.408502241020993]], [[1.4387539078347131]], [[1.4605183222482498]], [[1.46503781663669]], [[1.4661331169871241]], [[1.4576182922647358]], [[1.4436375899243634]], [[1.427358873603013]], [[1.412645488460162]], [[1.4007897064007269]], [[1.3946919489641414]], [[1.3888995942058053]], [[1.3820875020107655]], [[1.3697976329960628]], [[1.350252880877346]], [[1.3257658884524262]], [[1.2962077160299232]], [[1.2613473625638385]], [[1.2215690118543392]], [[1.1765813579063038]], [[1.126986276791735]], [[1.0732253683936697]], [[1.0154066133408657]], [[0.9542906597314205]], [[0.8899760568988211]], [[0.8229819163832265]], [[0.7538592714313873]], [[0.6828806617483839]], [[0.61082740658643]], [[0.5379791000190465]], [[0.46482967731169855]], [[0.39209730153281425]], [[0.31998117243104574]], [[0.2540748149540736]], [[0.19053295583335977]], [[0.1337377521792688]], [[0.08806919238153652]], [[0.05179241752670451]], [[0.032472604515130385]], [[0.02308492094443014]]], [[[0.018131403053539573]], [[0.024839050518760397]], [[0.04066577043123339]], [[0.07552517729752162]], [[0.11954879664761735]], [[0.17477996951468933]], [[0.23676451982494714]], [[0.3009168321414361]], [[0.37104300227081927]], [[0.44150565488277543]], [[0.5122931392195399]], [[0.5830444554921393]], [[0.6536116823724493]], [[0.7238914634733354]], [[0.7929557373153658]], [[0.8604010871191733]], [[0.9255019870042304]], [[0.9874038884241508]], [[1.0458727398500023]], [[1.0997793718047273]], [[1.1492338199232537]], [[1.194026389440358]], [[1.233936665136545]], [[1.2693289103346455]], [[1.2996142475740469]], [[1.3251103292164932]], [[1.3458085110558025]], [[1.3610313920432182]], [[1.3721372244998402]], [[1.3756882412716138]], [[1.376903802781469]], [[1.3717132408291532]], [[1.3615254046471248]], [[1.3452018984292273]], [[1.324148728373445]], [[1.2973936713912415]], [[1.2656575973605788]], [[1.2291408257252217]], [[1.1877046778529028]], [[1.1420559582483578]], [[1.0920143431147635]], [[1.0379522412122997]], [[0.9801926223235694]], [[0.9187853499426523]], [[0.8547467790857333]], [[0.7883582012165467]], [[0.7203968995205835]], [[0.6515783385003081]], [[0.5823027250416513]], [[0.5132776660028219]], [[0.443969971804437]], [[0.4297761144783814]], [[0.41554480291621165]], [[0.4012676780168206]], [[0.3869363806791004]], [[0.37254255180194373]], [[0.3580778322842431]], [[0.34353386302489086]], [[0.32890228492277973]], [[0.3141162630940959]], [[0.2991314530970754]], [[0.2840320576193813]], [[0.2687845655534953]], [[0.2533832718435734]], [[0.23781666902877172]], [[0.2220775434325951]], [[0.20615780230439731]], [[0.19004003787065893]], [[0.17373027413591113]], [[0.1572355767090207]], [[0.14080571418229232]], [[0.12460624138672222]], [[0.10906129078739651]], [[0.09430580787784766]], [[0.08070292734450227]], [[0.06858967416659702]], [[0.05808307104088824]], [[0.04922291770459472]], [[0.04194188968029668]], [[0.03597428126771214]], [[0.030967487164252263]], [[0.026797825249857767]], [[0.023195920191346718]], [[0.02007447234679635]], [[0.017378261144207412]], [[0.015095601503874088]], [[0.013168540348989769]], [[0.011596725531139468]], [[0.010314165976606407]], [[0.009287121674177968]], [[0.008470786745934177]], [[0.007816550214442013]], [[0.00728109245531156]], [[0.006822877977698641]], [[0.006404894322231979]], [[0.006034821963166246]], [[0.005709368817123515]], [[0.005442885969418003]], [[0.005245041940358229]], [[0.005101614292761501]], [[0.0050786177367499775]], [[0.00510014878952581]], [[0.005210677941226059]], [[0.005437747098201199]], [[0.005773983692004276]], [[0.006213457963336121]], [[0.0067819177339687]], [[0.0074690872820032065]], [[0.008312725442906265]], [[0.009359339388764388]], [[0.0106697067570557]], [[0.012320670948218872]], [[0.014386675980498396]], [[0.01687909226309213]], [[0.019941232440907605]], [[0.023591789352592946]], [[0.02790504056471937]], [[0.03294806325951423]], [[0.038788110911865216]], [[0.045489710877254466]], [[0.05311728653195913]], [[0.061735490542992474]], [[0.07141114631526907]], [[0.0820986657749856]], [[0.09351592763488899]], [[0.10534554875797442]], [[0.11727767479454516]], [[0.12913278571058956]], [[0.14108554469489887]], [[0.15339556893460582]], [[0.16628701695473264]], [[0.17979862587147818]], [[0.19388330828376488]], [[0.2085241083976403]], [[0.22361885966719483]], [[0.23916127556665212]], [[0.25510040392562416]], [[0.2713997377561375]], [[0.28799160411103897]], [[0.3048574709527854]], [[0.3219410613002134]], [[0.3392064667963104]], [[0.3566252670756121]], [[0.37414028581561254]], [[0.39174613455629254]], [[0.4093640666933012]], [[0.42691447556544215]], [[0.4444518312308718]], [[0.4619284842228619]], [[0.47924552723676506]], [[0.562554137878643]], [[0.6420571347670161]], [[0.718364915158614]], [[0.7919053708586888]], [[0.8629326096797632]], [[0.931987860895038]], [[0.9984152136637842]], [[1.062106228060969]], [[1.122110208181186]], [[1.1781951460277875]], [[1.2297784321948193]], [[1.2761201619410953]], [[1.3173905841570432]], [[1.3529740072774505]], [[1.3832723920450067]], [[1.4082958396603362]], [[1.4275080044725217]], [[1.4420926552930322]], [[1.4499966218466012]], [[1.453715455896014]], [[1.4510778058718212]], [[1.4449996043918656]], [[1.432086854002881]], [[1.414890036298525]], [[1.3922414422240361]], [[1.364759188254282]], [[1.3324794949032275]], [[1.2951016978179373]], [[1.2531956514756357]], [[1.206420429567057]], [[1.155020346361865]], [[1.0990948736734543]], [[1.038477650744873]], [[0.9736371195938702]], [[0.904822372347731]], [[0.8329996438944111]], [[0.7591513483585198]], [[0.683802086119663]], [[0.6082863713559491]], [[0.5330521748335265]], [[0.4590904621643909]], [[0.38652650227568963]], [[0.3153716041404965]], [[0.24879954890205797]], [[0.18347906793884897]], [[0.12479443330522738]], [[0.0777452777160933]], [[0.04012199744723111]], [[0.024439720656833953]], [[0.018131403053539573]]], [[[0.016774455834262427]], [[0.026839654107628143]], [[0.046204424693165436]], [[0.08086971120085673]], [[0.12441099273921623]], [[0.17827882632688677]], [[0.2388367771594735]], [[0.30254746937396493]], [[0.3735786644120182]], [[0.44676756552423413]], [[0.5215813806181616]], [[0.5964285983284542]], [[0.6706727682108446]], [[0.7438865417041464]], [[0.815210761928668]], [[0.8843107671174356]], [[0.9505334555939673]], [[1.013205281307807]], [[1.0721793743234518]], [[1.1269684462066152]], [[1.1776440297851076]], [[1.2240285072271555]], [[1.2657871931992764]], [[1.3031923235698224]], [[1.3355771434016308]], [[1.3631659606724051]], [[1.3858713155084346]], [[1.4029146878598118]], [[1.4155761744796778]], [[1.4204800946786436]], [[1.42237508322744]], [[1.417281226667955]], [[1.407007104259881]], [[1.389744401396634]], [[1.3676190183758496]], [[1.3396557567764842]], [[1.3067129466104652]], [[1.2690181650144399]], [[1.2264886194174063]], [[1.1798849980901605]], [[1.1290818972713152]], [[1.0745270748633573]], [[1.0165216152378416]], [[0.9551377579838212]], [[0.8909038206544002]], [[0.8238819733253259]], [[0.7543941092605924]], [[0.6828685745968401]], [[0.6094850344232461]], [[0.535583367070951]], [[0.4617286247449963]], [[0.44699983030283796]], [[0.43230149320148964]], [[0.4176421366872496]], [[0.40303028400641544]], [[0.3884744584052852]], [[0.3739831831301568]], [[0.3595649814273281]], [[0.345228376543097]], [[0.3310318400234824]], [[0.3170006791299569]], [[0.30306821802594414]], [[0.28916576112302894]], [[0.275261976221654]], [[0.2612560840004342]], [[0.24709524914154116]], [[0.23271146444025326]], [[0.21804103712022252]], [[0.20308257576393227]], [[0.18792483495471268]], [[0.1726422550258209]], [[0.15729953292246163]], [[0.14201290731136068]], [[0.1268256068154156]], [[0.11188668160617925]], [[0.09710832607731798]], [[0.08248678932583041]], [[0.06741518668277706]], [[0.05293795050333592]], [[0.04139323499588102]], [[0.034946637986306185]], [[0.032273762636458196]], [[0.030062338916306285]], [[0.027975709132811014]], [[0.025278087445548388]], [[0.02235231682783081]], [[0.019311849001460508]], [[0.01639327563456037]], [[0.013720231669898447]], [[0.011454453899257647]], [[0.009714968907947322]], [[0.008414208388043428]], [[0.00750443653169726]], [[0.006861059171122635]], [[0.006405255607510504]], [[0.006147716078475064]], [[0.006006196594055663]], [[0.006027617309487937]], [[0.006109344551722346]], [[0.006305792721127906]], [[0.0065602840069377]], [[0.00686556652849386]], [[0.007189317330215463]], [[0.007516002986766458]], [[0.007830218705337549]], [[0.008098966428113098]], [[0.0083147557084817]], [[0.00842240395036817]], [[0.008537598779507648]], [[0.008736490580937764]], [[0.009194497672756702]], [[0.010188170630769246]], [[0.01188127867977542]], [[0.014382261523525815]], [[0.018036704629151204]], [[0.022936729218034097]], [[0.029258363670547474]], [[0.03696351678833281]], [[0.04592241139237329]], [[0.05599333717101679]], [[0.06703763268314987]], [[0.07891849136397586]], [[0.09150603516999503]], [[0.10466232158747098]], [[0.1181827790591566]], [[0.13177803787138517]], [[0.14515284620820557]], [[0.15802602764718304]], [[0.17033620977880398]], [[0.18244303304242682]], [[0.19476524514681332]], [[0.2076566036711319]], [[0.22126237607963384]], [[0.2357510423983707]], [[0.2510642078034736]], [[0.2672273140382244]], [[0.2840622567717901]], [[0.3014312441307663]], [[0.31908330533176976]], [[0.33694127913324495]], [[0.3547862314460219]], [[0.3726223949672996]], [[0.39042501811918984]], [[0.40818416675278046]], [[0.4259163079197367]], [[0.44361082892492915]], [[0.46125428657017525]], [[0.47885377417185593]], [[0.49640492501616224]], [[0.5138964514279726]], [[0.5995695747520435]], [[0.6832959503833879]], [[0.7649074672753908]], [[0.8436224740918031]], [[0.9192286855308585]], [[0.9912621973203875]], [[1.0590792223014656]], [[1.1226320675991412]], [[1.1807688606326627]], [[1.2333144551061082]], [[1.2797001185265175]], [[1.3186605553096866]], [[1.3509196390792864]], [[1.3743420206296482]], [[1.3907952971489181]], [[1.4011110547596377]], [[1.405147558088399]], [[1.406232805072976]], [[1.4051985480442382]], [[1.4015305649323841]], [[1.3974133152858903]], [[1.3915791427856163]], [[1.3827108289931958]], [[1.3697777534447437]], [[1.351235367354727]], [[1.326066930060676]], [[1.2950366621615008]], [[1.2579755445456267]], [[1.2164597991233583]], [[1.170244473330438]], [[1.1199005138116631]], [[1.0656878937659144]], [[1.0076383924021137]], [[0.9462967710207697]], [[0.8817172792957342]], [[0.814262449529698]], [[0.7446085141943068]], [[0.673067423449282]], [[0.6005881005144406]], [[0.5275165644567039]], [[0.45448035632164113]], [[0.38227314797676615]], [[0.31113113432962874]], [[0.24636628378077213]], [[0.1841522827022918]], [[0.1285100017510995]], [[0.08352342792895816]], [[0.047686443832315926]], [[0.027449351825510133]], [[0.01677445583426243]]], [[[0.037735912391203906]], [[0.04508672354653929]], [[0.061589787365546655]], [[0.09501804639458958]], [[0.13748506441465366]], [[0.19086948783414803]], [[0.2512100575509591]], [[0.3145564814454104]], [[0.38519824246356116]], [[0.4576324070396615]], [[0.5312393293501028]], [[0.604245593894391]], [[0.6761310786625343]], [[0.7465167773885699]], [[0.8147024104143893]], [[0.880430828782791]], [[0.9431726119308478]], [[1.00235807454094]], [[1.0579016671267945]], [[1.1093180690870155]], [[1.1566776221698276]], [[1.199798172790401]], [[1.2383248720035476]], [[1.272553466132286]], [[1.3017769432120205]], [[1.32623003373337]], [[1.3458739944284275]], [[1.3597855099159464]], [[1.3696237540354566]], [[1.370439119928295]], [[1.3699678719083608]], [[1.3623607675001426]], [[1.3487728202475124]], [[1.329505698383122]], [[1.305697081575047]], [[1.2766236405358142]], [[1.2429377953538063]], [[1.2048459455824772]], [[1.1622550529097153]], [[1.1158027661841223]], [[1.0653653261335052]], [[1.0113096044998755]], [[0.9538825505617379]], [[0.8931216262406159]], [[0.829448392192381]], [[0.7629697858883991]], [[0.693978589620761]], [[0.623557393059364]], [[0.5522070331109916]], [[0.4814039936012458]], [[0.41173533742280066]], [[0.39799592052461513]], [[0.38433490185567276]], [[0.370757892018641]], [[0.3572705016161866]], [[0.34387834125097666]], [[0.3305870215256784]], [[0.31740215304295877]], [[0.30432934640548476]], [[0.29145013343204795]], [[0.27882164838367335]], [[0.26633233100026166]], [[0.2540232837597792]], [[0.24189679419291651]], [[0.22996595353495933]], [[0.21823683173083905]], [[0.2067149448383753]], [[0.1954186908297803]], [[0.1843506816914205]], [[0.17352955568537642]], [[0.16296474503173464]], [[0.15266235221621405]], [[0.1426440519171532]], [[0.13291051584889882]], [[0.12348052860875829]], [[0.11436714142135715]], [[0.10557971052963293]], [[0.09710938365349477]], [[0.08899749580308906]], [[0.08125255634112538]], [[0.0738659377146496]], [[0.06685706687335863]], [[0.060251716187876184]], [[0.05404426212821401]], [[0.04825015228976676]], [[0.04289340674931447]], [[0.03795714171269463]], [[0.033487062375027084]], [[0.029472891272303885]], [[0.025919381596011273]], [[0.022875552010384867]], [[0.020290336466531483]], [[0.018237895527460024]], [[0.01671919359204472]], [[0.015688858717377744]], [[0.015253603560889973]], [[0.015078938487321602]], [[0.014724897945774548]], [[0.014150248516433409]], [[0.013147469316074368]], [[0.012127918410087844]], [[0.011201083754966897]], [[0.010525714636202041]], [[0.010077436737014889]], [[0.009794329852012737]], [[0.009765845864656245]], [[0.009840912261653319]], [[0.010080880900249072]], [[0.010480577705821129]], [[0.010988765701359558]], [[0.011545400504487659]], [[0.01212994220852258]], [[0.012686555038962849]], [[0.013187221242346947]], [[0.013576668303979748]], [[0.013857920231509687]], [[0.014370249704897496]], [[0.0156964321787108]], [[0.01845239147665648]], [[0.023226504753696024]], [[0.030601798938667015]], [[0.0411609863379234]], [[0.05532996926188673]], [[0.07283870194474959]], [[0.09323756511618737]], [[0.11609222783890764]], [[0.14097609954595294]], [[0.16737437419161605]], [[0.19443964958325816]], [[0.22124551910011253]], [[0.24699783398618066]], [[0.27165864192687805]], [[0.29551711394693225]], [[0.31887577805533884]], [[0.34202660222520087]], [[0.36527333190337336]], [[0.3886091574829273]], [[0.41207146657596405]], [[0.4356182602279382]], [[0.4592396716945046]], [[0.482909997846514]], [[0.506613125007123]], [[0.5303362822906255]], [[0.5540579705092719]], [[0.5777850932576463]], [[0.6014957251214854]], [[0.6251664184455645]], [[0.6488140895773269]], [[0.6724234409187648]], [[0.6959634164634035]], [[0.8113623327775291]], [[0.9237257289600027]], [[1.0324105434339392]], [[1.1353405075487968]], [[1.2318633479218086]], [[1.3207188216851786]], [[1.3999383211334038]], [[1.4697870352205762]], [[1.5272360127272608]], [[1.5727932829961786]], [[1.606968629323977]], [[1.623808458304745]], [[1.6306089683890763]], [[1.6250145686794701]], [[1.60304797846683]], [[1.5679576377121174]], [[1.5243371182308398]], [[1.4764116580273037]], [[1.4341382304300174]], [[1.4061197373175007]], [[1.4026831110700113]], [[1.3994177850302667]], [[1.3942603735331467]], [[1.3834549261462465]], [[1.364356275640404]], [[1.3397395434737367]], [[1.3095716906259915]], [[1.273760989263376]], [[1.233391489583557]], [[1.1881900923782547]], [[1.1386908300264391]], [[1.0851793080931984]], [[1.0276811915587525]], [[0.9667684007093411]], [[0.9024819356693905]], [[0.8351983626315249]], [[0.7655418904172251]], [[0.6937967799622217]], [[0.6208484555579799]], [[0.5470085710807484]], [[0.4728377770084386]], [[0.3991257261800915]], [[0.3260950400141247]], [[0.2597456715921401]], [[0.1958593369474308]], [[0.13927635697390858]], [[0.09474667656150723]], [[0.05995047976497747]], [[0.04432275292601602]], [[0.037735912391203906]]], [[[0.01799702586935321]], [[0.02719080351167274]], [[0.04580377661345292]], [[0.08035682279318103]], [[0.12363111209621935]], [[0.1771397143037864]], [[0.23704375309746192]], [[0.29951998933448865]], [[0.36833644704426877]], [[0.43838600041161296]], [[0.5094186178647794]], [[0.5806148452625299]], [[0.6512926088701528]], [[0.7210800624033817]], [[0.7889618501107563]], [[0.8546098350154978]], [[0.9172998144084088]], [[0.9767191217452046]], [[1.0328340459076824]], [[1.0851657854579553]], [[1.1337131809743501]], [[1.1782324259466628]], [[1.2183068579981908]], [[1.254169124022018]], [[1.2850527406222845]], [[1.3111289032152034]], [[1.3322984502867161]], [[1.3475779559430878]], [[1.3585630516066574]], [[1.3602983274236828]], [[1.3605978656390612]], [[1.353950976556861]], [[1.3416194524768668]], [[1.3237564229398235]], [[1.301504220422807]], [[1.2741125522076573]], [[1.2421975338764975]], [[1.2059329350537487]], [[1.1651958352618654]], [[1.1205878172428598]], [[1.0719554579768504]], [[1.0196241764456133]], [[0.9638360097310406]], [[0.9046091276686951]], [[0.8425538443115655]], [[0.7777670792853001]], [[0.7106846976075316]], [[0.6416752569099377]], [[0.5709209615625105]], [[0.49894798785376726]], [[0.42593466629006393]], [[0.4111202738930524]], [[0.3962666651397454]], [[0.38138090896057614]], [[0.36647007428597783]], [[0.3515412300463835]], [[0.3366014451722263]], [[0.3216577885939393]], [[0.30671732924195555]], [[0.29177291455766247]], [[0.2768154289844779]], [[0.26186244766819267]], [[0.24691207744680038]], [[0.23196384197458061]], [[0.2170088812096405]], [[0.20204103423047182]], [[0.18705388202496465]], [[0.17203720002737527]], [[0.15698708299203304]], [[0.14189330205609482]], [[0.12674953151735405]], [[0.11154988429852442]], [[0.0962839240298354]], [[0.08094753212207392]], [[0.06542385504944928]], [[0.05010944341708549]], [[0.0350704423413494]], [[0.022632675026360457]], [[0.014480000081430446]], [[0.010473603402721049]], [[0.009368265110639287]], [[0.009762294984622763]], [[0.010644633504187803]], [[0.011596477761307088]], [[0.011370862702146215]], [[0.010834180712429387]], [[0.009733805211381157]], [[0.008950382723234441]], [[0.00842506463649037]], [[0.00815120574692995]], [[0.007993298574348382]], [[0.007897371803612881]], [[0.007734868592011331]], [[0.007476602339364554]], [[0.0070061664854308885]], [[0.006426355452338488]], [[0.005768658556668946]], [[0.005140893394622561]], [[0.004626051050776315]], [[0.004239597810249827]], [[0.0041866056437996485]], [[0.004303935465932876]], [[0.0046211998848805025]], [[0.005144437470145056]], [[0.005776005811945607]], [[0.006457013240359692]], [[0.007160940601768258]], [[0.007826629569999478]], [[0.008396049932544577]], [[0.008869261654680244]], [[0.009047066748052553]], [[0.009119726922389377]], [[0.009142340343687681]], [[0.00933986370804336]], [[0.01113810997253533]], [[0.015101695840401408]], [[0.02192715220479392]], [[0.03136421441539009]], [[0.04271254212065977]], [[0.05525584997614344]], [[0.06855302314388473]], [[0.08241205152546506]], [[0.0966596777412621]], [[0.11111531117165944]], [[0.12559619551181767]], [[0.139918897038972]], [[0.15393266388570664]], [[0.16761826357370568]], [[0.1809982051721452]], [[0.19409567317586932]], [[0.20693389689866434]], [[0.21953582391109078]], [[0.2319258152724767]], [[0.24411646174282037]], [[0.2561516195998421]], [[0.26803945629982306]], [[0.2798065113438651]], [[0.29147109090879597]], [[0.3030662618311441]], [[0.3146045831735406]], [[0.3261165162868672]], [[0.3376231657897159]], [[0.34913739006422684]], [[0.36072204457748164]], [[0.37234495250828903]], [[0.384045477714107]], [[0.3958723195971461]], [[0.4078229324898913]], [[0.41988430597378695]], [[0.43205201048271297]], [[0.493827681966947]], [[0.5576222143367818]], [[0.6228585490389984]], [[0.6887346142961741]], [[0.7549208810890833]], [[0.8207748380715546]], [[0.8856813639935024]], [[0.94934862482264]], [[1.0109268148656465]], [[1.0701564758888966]], [[1.1264430260666587]], [[1.1794948587685787]], [[1.2293121362995525]], [[1.2754341793202448]], [[1.3178828484648246]], [[1.3565657053718128]], [[1.3906904840367755]], [[1.420638636050457]], [[1.443216199562711]], [[1.4560896854765633]], [[1.4563164419364032]], [[1.4549934265702313]], [[1.4406276284880484]], [[1. | 4D array with the drag coefficients of the airfoils. Dimension 0 is along the different airfoils defined in the yaml, dimension 1 is along the angles of attack, dimension 2 is along the Reynolds number, dimension 3 is along the number of tabs, which may describe multiple sets at the same station, for example in presence of a flap.
airfoils.cm | output |  | [[[[0.00037085425900144003]], [[0.05789068666447339]], [[0.10944205268392417]], [[0.15569918449408784]], [[0.19507878147596056]], [[0.2307373568338717]], [[0.2627043328445252]], [[0.29061030484228934]], [[0.3141404144065819]], [[0.3343575112310095]], [[0.351744183046338]], [[0.36656801137987616]], [[0.37898353201069507]], [[0.389368709427592]], [[0.3977114677049898]], [[0.4043744133861834]], [[0.4095105700795795]], [[0.41322783743125346]], [[0.41591949868740685]], [[0.4171591249818208]], [[0.4176916122685259]], [[0.41703207792602837]], [[0.41565329042575444]], [[0.41318811191431487]], [[0.4100491940633608]], [[0.4061107928112066]], [[0.40152487016880545]], [[0.39634605350131735]], [[0.3905917239655103]], [[0.3843951165497207]], [[0.377760180861634]], [[0.3707744751207791]], [[0.3634330709373342]], [[0.35573196738468327]], [[0.34767610157823114]], [[0.33925317105720204]], [[0.3304631189756253]], [[0.3213049704964981]], [[0.3117676420569007]], [[0.3018573539585031]], [[0.29156295234660873]], [[0.28088389362943783]], [[0.26981898699074613]], [[0.25835793743376406]], [[0.24650594427456407]], [[0.23425266225637845]], [[0.22159721083590359]], [[0.20853822999130642]], [[0.1950660104895885]], [[0.18118499556132284]], [[0.16688543831303493]], [[0.16394488716472386]], [[0.1609836148942787]], [[0.15800343702214772]], [[0.15500616906877923]], [[0.15199362655462142]], [[0.14896762500012267]], [[0.14592997992573112]], [[0.14288250685189507]], [[0.13981382511037682]], [[0.136714470305278]], [[0.13360203239923635]], [[0.13047217185388857]], [[0.127324805142607]], [[0.12416842382008624]], [[0.12097302118631227]], [[0.11774062777182148]], [[0.11422990349654172]], [[0.1103313784653508]], [[0.10577536525600711]], [[0.10046177667955168]], [[0.09417602124881466]], [[0.08713898031032849]], [[0.07934134419998852]], [[0.0709927683052058]], [[0.0621373319826026]], [[0.052828153689765144]], [[0.04319119584578551]], [[0.033247843990796985]], [[0.023109179059931782]], [[0.012758578714072153]], [[0.0021858611977625185]], [[-0.00945760085804781]], [[-0.022188624385069206]], [[-0.036815899947827045]], [[-0.049268640595802556]], [[-0.058890245651517875]], [[-0.05898523077715619]], [[-0.056745304137224055]], [[-0.05213815744307647]], [[-0.05085541904427936]], [[-0.052676662506736686]], [[-0.05361806542016163]], [[-0.054416731683135024]], [[-0.056031135582720513]], [[-0.05578354387509189]], [[-0.051914539833571714]], [[-0.048397199252834824]], [[-0.046770522527351574]], [[-0.05342936342274991]], [[-0.062010780004164975]], [[-0.07110245544478265]], [[-0.07793366418455097]], [[-0.0832277258318718]], [[-0.08724222048350204]], [[-0.09015152842157369]], [[-0.09230739135094211]], [[-0.09391950541638967]], [[-0.09513384112014016]], [[-0.09608408210350367]], [[-0.0966081774336829]], [[-0.09686804889072587]], [[-0.09669193846847345]], [[-0.09624834211334175]], [[-0.09533927471299905]], [[-0.09405979728306883]], [[-0.09250727924923291]], [[-0.09086665421765414]], [[-0.08932536053128223]], [[-0.0880729950111528]], [[-0.08729544192260039]], [[-0.0872177004241385]], [[-0.08795853430696951]], [[-0.08957326466803296]], [[-0.09205662590450103]], [[-0.09541662956226818]], [[-0.09966271522417183]], [[-0.10472829646191796]], [[-0.1102893519564242]], [[-0.1159655948884649]], [[-0.12142234225751206]], [[-0.12657532421543158]], [[-0.1314515892368022]], [[-0.13606206506327143]], [[-0.14046320772999416]], [[-0.1446574575130773]], [[-0.14867834728452903]], [[-0.15254695293373127]], [[-0.1562988532834723]], [[-0.1599504415103158]], [[-0.16353609795605636]], [[-0.16707712971975777]], [[-0.17059283754544327]], [[-0.17407961446890358]], [[-0.17754737330784284]], [[-0.18099375301011594]], [[-0.1844152196283123]], [[-0.18781277127707927]], [[-0.1911871519247212]], [[-0.19453808424783317]], [[-0.210785980105559]], [[-0.22646075099631718]], [[-0.24161098233743097]], [[-0.25620680408916585]], [[-0.27026822802703887]], [[-0.2838034945199159]], [[-0.29681741653332483]], [[-0.3093273709859146]], [[-0.32132995800567804]], [[-0.3328425182302101]], [[-0.3438700881456854]], [[-0.3544172333245589]], [[-0.3645019194012123]], [[-0.3741200035206051]], [[-0.3832893993105802]], [[-0.3920149906773047]], [[-0.4003009772496097]], [[-0.40816618140116595]], [[-0.41560538000811365]], [[-0.4226373157213831]], [[-0.4292726756734257]], [[-0.43549457922882145]], [[-0.4413227311132443]], [[-0.44660946100605026]], [[-0.4513146733471013]], [[-0.4553629623957365]], [[-0.45856134583674807]], [[-0.4610495507095331]], [[-0.4622482940515648]], [[-0.4627744297104864]], [[-0.4619434132861477]], [[-0.46015302368716005]], [[-0.4567613721850611]], [[-0.45216250280771847]], [[-0.44596925306865653]], [[-0.4382007385255059]], [[-0.4286444839974412]], [[-0.4169147640537381]], [[-0.40294062796985575]], [[-0.38631641663974964]], [[-0.36684526985376253]], [[-0.34435764086957305]], [[-0.318434602711072]], [[-0.2878041895243511]], [[-0.25285271790714037]], [[-0.21389528203634225]], [[-0.17081084375904043]], [[-0.12014086783452521]], [[-0.06334457401672926]], [[0.00037085425900143835]]], [[[0.0]], [[0.0]], [[0.0]], [[0.0]], [[0.0]], [[0.0]], [[0.0]], [[0.0]], [[0.0]], [[0.0]], [[0.0]], [[0.0]], [[0.0]], [[0.0]], [[0.0]], [[0.0]], [[0.0]], [[0.0]], [[0.0]], [[0.0]], [[0.0]], [[0.0]], [[0.0]], [[0.0]], [[0.0]], [[0.0]], [[0.0]], [[0.0]], [[0.0]], [[0.0]], [[0.0]], [[0.0]], [[0.0]], [[0.0]], [[0.0]], [[0.0]], [[0.0]], [[0.0]], [[0.0]], [[0.0]], [[0.0]], [[0.0]], [[0.0]], [[0.0]], [[0.0]], [[0.0]], [[0.0]], [[0.0]], [[0.0]], [[0.0]], [[0.0]], [[0.0]], [[0.0]], [[0.0]], [[0.0]], [[0.0]], [[0.0]], [[0.0]], [[0.0]], [[0.0]], [[0.0]], [[0.0]], [[0.0]], [[0.0]], [[0.0]], [[0.0]], [[0.0]], [[0.0]], [[0.0]], [[0.0]], [[0.0]], [[0.0]], [[0.0]], [[0.0]], [[0.0]], [[0.0]], [[0.0]], [[0.0]], [[0.0]], [[0.0]], [[0.0]], [[0.0]], [[0.0]], [[0.0]], [[0.0]], [[0.0]], [[0.0]], [[0.0]], [[0.0]], [[0.0]], [[0.0]], [[0.0]], [[0.0]], [[0.0]], [[0.0]], [[0.0]], [[0.0]], [[0.0]], [[0.0]], [[0.0]], [[0.0]], [[0.0]], [[0.0]], [[0.0]], [[0.0]], [[0.0]], [[0.0]], [[0.0]], [[0.0]], [[0.0]], [[0.0]], [[0.0]], [[0.0]], [[0.0]], [[0.0]], [[0.0]], [[0.0]], [[0.0]], [[0.0]], [[0.0]], [[0.0]], [[0.0]], [[0.0]], [[0.0]], [[0.0]], [[0.0]], [[0.0]], [[0.0]], [[0.0]], [[0.0]], [[0.0]], [[0.0]], [[0.0]], [[0.0]], [[0.0]], [[0.0]], [[0.0]], [[0.0]], [[0.0]], [[0.0]], [[0.0]], [[0.0]], [[0.0]], [[0.0]], [[0.0]], [[0.0]], [[0.0]], [[0.0]], [[0.0]], [[0.0]], [[0.0]], [[0.0]], [[0.0]], [[0.0]], [[0.0]], [[0.0]], [[0.0]], [[0.0]], [[0.0]], [[0.0]], [[0.0]], [[0.0]], [[0.0]], [[0.0]], [[0.0]], [[0.0]], [[0.0]], [[0.0]], [[0.0]], [[0.0]], [[0.0]], [[0.0]], [[0.0]], [[0.0]], [[0.0]], [[0.0]], [[0.0]], [[0.0]], [[0.0]], [[0.0]], [[0.0]], [[0.0]], [[0.0]], [[0.0]], [[0.0]], [[0.0]], [[0.0]], [[0.0]], [[0.0]], [[0.0]], [[0.0]], [[0.0]], [[0.0]], [[0.0]], [[0.0]], [[0.0]], [[0.0]], [[0.0]], [[0.0]], [[0.0]]], [[[-1.8604272519832774e-07]], [[0.08250255519163899]], [[0.17022861183786944]], [[0.2676921429463001]], [[0.2774040655410892]], [[0.27590890169673815]], [[0.27441373785238715]], [[0.2768782339083548]], [[0.3035376538696982]], [[0.32453682909800013]], [[0.3413486757426983]], [[0.3548273351352087]], [[0.3664140105827809]], [[0.376725667396589]], [[0.3845086572781973]], [[0.3903082863832627]], [[0.3943009287800022]], [[0.3969065000601869]], [[0.3986649951625838]], [[0.39882407001737286]], [[0.39881973787632286]], [[0.3976930377590618]], [[0.3956453564653734]], [[0.39277823092945063]], [[0.38926378566626907]], [[0.3850110891581233]], [[0.38013346913843454]], [[0.374675973143719]], [[0.3686443648811435]], [[0.36214540769998316]], [[0.35518021856640447]], [[0.34782034865804956]], [[0.34010971682265384]], [[0.33206854647423173]], [[0.3237162289471403]], [[0.3150457115156353]], [[0.3060621385780459]], [[0.2967698878561025]], [[0.28716433422329835]], [[0.2772565391904764]], [[0.26704177280546204]], [[0.25652505500315026]], [[0.2457104471741165]], [[0.23459449144244549]], [[0.22318673711561002]], [[0.21148365200016092]], [[0.19950271115639195]], [[0.1872007624845397]], [[0.17455892715049307]], [[0.16125847923535686]], [[0.1471473997229389]], [[0.14415798979361077]], [[0.14112239087052397]], [[0.13803996111094707]], [[0.1349100586721486]], [[0.13173204171139702]], [[0.128505268385961]], [[0.12522909685310896]], [[0.12190288527010944]], [[0.11850819984007771]], [[0.11490184081671916]], [[0.1109921222088401]], [[0.10664362874317157]], [[0.10178171682637718]], [[0.09653615041197959]], [[0.09096850024711445]], [[0.0851701651173172]], [[0.07927330711042724]], [[0.07332169519017186]], [[0.06743779191260066]], [[0.061582756382804645]], [[0.05574728561049069]], [[0.04987950749280933]], [[0.04393555601836595]], [[0.03783454016214891]], [[0.03119556335544791]], [[0.02363449754228895]], [[0.01501965099151642]], [[0.005495240048834543]], [[-0.004351843180740526]], [[-0.013845759275179172]], [[-0.022767513943594116]], [[-0.029873725072084745]], [[-0.03594586980762257]], [[-0.041933006131934514]], [[-0.04871306292818963]], [[-0.056831172650869004]], [[-0.0591392872954843]], [[-0.060568840058096346]], [[-0.0669434649300405]], [[-0.07343661096526888]], [[-0.07836131046765339]], [[-0.08241701435081586]], [[-0.08601391704663125]], [[-0.08954472315946242]], [[-0.09292449368040219]], [[-0.09616045729747112]], [[-0.0992558274473253]], [[-0.10221683172070113]], [[-0.10504891677286435]], [[-0.10775607754960727]], [[-0.110344924294947]], [[-0.11281942016594015]], [[-0.11518537989256404]], [[-0.11744850098448203]], [[-0.11961691717785786]], [[-0.12168182934615743]], [[-0.1236125184105281]], [[-0.1253294452916634]], [[-0.12684125054987874]], [[-0.12784232446523724]], [[-0.128399348609824]], [[-0.12771068953759876]], [[-0.1259463436053513]], [[-0.12232074515442509]], [[-0.11758362611197425]], [[-0.11212757405226333]], [[-0.10638604545930272]], [[-0.1007967146043902]], [[-0.09580666159531297]], [[-0.09186657891752613]], [[-0.08945681044031022]], [[-0.08883804190884649]], [[-0.08979200230187494]], [[-0.09222272044469292]], [[-0.09576693511806345]], [[-0.10018926609996552]], [[-0.10524864721062942]], [[-0.11068455688047954]], [[-0.1162504240145118]], [[-0.12182761066746967]], [[-0.12738837456406818]], [[-0.13291607573337133]], [[-0.13833735543618828]], [[-0.14349883480876532]], [[-0.1479149862831316]], [[-0.15182403498832123]], [[-0.15530408880487828]], [[-0.15868683212144172]], [[-0.16201661250221785]], [[-0.16534049076791882]], [[-0.16864663244508551]], [[-0.1719354650360508]], [[-0.17520190419430762]], [[-0.17845336714254606]], [[-0.18168832339891758]], [[-0.1849040086662691]], [[-0.18810116996476828]], [[-0.19128033814981796]], [[-0.19444124852384306]], [[-0.2098225003493435]], [[-0.22475175528519087]], [[-0.23926318889633566]], [[-0.2533278088922402]], [[-0.2669571517970723]], [[-0.28015298526987314]], [[-0.29291379171712867]], [[-0.3052497748972952]], [[-0.3171520048470734]], [[-0.3286305955110283]], [[-0.33968458161726783]], [[-0.35031183198174887]], [[-0.36052400828490105]], [[-0.3703103406841057]], [[-0.3796823600046429]], [[-0.38863873269781424]], [[-0.3971763976198838]], [[-0.4053091810559625]], [[-0.41302640997676904]], [[-0.42033322561684794]], [[-0.42723253133078554]], [[-0.43362974841246793]], [[-0.4395256764918041]], [[-0.4447738227436484]], [[-0.44935956225706797]], [[-0.45323069211488004]], [[-0.456210823586161]], [[-0.45847551049426966]], [[-0.4593950542609165]], [[-0.4597600981166992]], [[-0.45881999876714635]], [[-0.4568867705868882]], [[-0.4535167810015536]], [[-0.4490273274660211]], [[-0.44308915095763024]], [[-0.4357304276035835]], [[-0.42677773881671804]], [[-0.415913467557285]], [[-0.4028632297271768]], [[-0.3867213388584255]], [[-0.3647599049319651]], [[-0.34011332057873733]], [[-0.31409664493282696]], [[-0.30115146621493705]], [[-0.295006891787009]], [[-0.28766778505116636]], [[-0.26454528345124734]], [[-0.16953181938448328]], [[-0.0825480838884032]], [[-1.8604272519970356e-07]]], [[[2.6328884904914362e-05]], [[0.1381971249096504]], [[0.21824819695032566]], [[0.2637166839182505]], [[0.270415608198343]], [[0.2716058470114898]], [[0.2727415699437516]], [[0.27786531537930054]], [[0.30201137627713437]], [[0.32369452621112244]], [[0.3424922390436657]], [[0.3566529653355435]], [[0.368067242601738]], [[0.37746525140324066]], [[0.3849401317779571]], [[0.3908144525541236]], [[0.3952090472068166]], [[0.39817897912471434]], [[0.4001806462965743]], [[0.4007110834513769]], [[0.40087180257147104]], [[0.399959551999428]], [[0.3982285882769596]], [[0.3956198035732105]], [[0.39236561672749154]], [[0.3883596369105577]], [[0.38371516684224116]], [[0.37847148965880084]], [[0.37262809332554314]], [[0.36628944594207014]], [[0.3594499769534858]], [[0.35217517452326813]], [[0.3445131443689445]], [[0.33648295300925424]], [[0.3281542477609032]], [[0.3195205788791624]], [[0.3105917487750207]], [[0.30136509456395805]], [[0.2918337652508463]], [[0.28200259256816773]], [[0.2718646819633736]], [[0.261420295142471]], [[0.2506692753334402]], [[0.2396052830556648]], [[0.22823249019082892]], [[0.21654452428206855]], [[0.20454143312210354]], [[0.1922360649393193]], [[0.17963560287108607]], [[0.1665604192401164]], [[0.152471649676097]], [[0.14933433896076356]], [[0.14610778213809486]], [[0.14278535741182558]], [[0.13936044298569042]], [[0.13582641706342402]], [[0.13217665784876115]], [[0.12840454354543637]], [[0.1245034523571845]], [[0.12040070562569327]], [[0.1157619642023399]], [[0.11035198331133304]], [[0.10389124810200087]], [[0.09613123115512166]], [[0.08744476315982272]], [[0.07795230077695925]], [[0.06788977791842399]], [[0.05758208081694831]], [[0.04712899200120553]], [[0.03681840518051913]], [[0.026404641386980263]], [[0.015749042891016727]], [[0.004386081313664227]], [[-0.007667161401578232]], [[-0.020771518791845127]], [[-0.03144954896647892]], [[-0.03896273617703439]], [[-0.0408779495500504]], [[-0.03974276488729706]], [[-0.0366504817800821]], [[-0.03530189757797798]], [[-0.03545340485117555]], [[-0.03807599674067127]], [[-0.04644644745851975]], [[-0.05699531877482473]], [[-0.0690393552210253]], [[-0.08161869582586637]], [[-0.09304248645406041]], [[-0.102525369028302]], [[-0.10894829449867799]], [[-0.1134491141050414]], [[-0.11666779888036626]], [[-0.11934197304856427]], [[-0.12166213440336034]], [[-0.12381502446227553]], [[-0.1258368185321159]], [[-0.12775170617955284]], [[-0.12956826920593298]], [[-0.1312992805414803]], [[-0.1329561233857192]], [[-0.13456018259234398]], [[-0.13610290457796073]], [[-0.13753951656849664]], [[-0.1387430794638843]], [[-0.13973432800955563]], [[-0.14004056264753884]], [[-0.14012625177564006]], [[-0.1395574330838514]], [[-0.13829092192175127]], [[-0.13632529139306268]], [[-0.13386734055510524]], [[-0.13086218672011557]], [[-0.12744167558192615]], [[-0.12366832071086475]], [[-0.11956998928725886]], [[-0.11524511239227737]], [[-0.1107886715671765]], [[-0.10632209733482106]], [[-0.10196740940503819]], [[-0.0978495540135114]], [[-0.09409410727770015]], [[-0.09082812399388668]], [[-0.08816891493452622]], [[-0.08620114082897735]], [[-0.08494055062349258]], [[-0.08441293415495073]], [[-0.08459733805292986]], [[-0.08552536016021928]], [[-0.08718901674391442]], [[-0.08959197269474246]], [[-0.09271735253934167]], [[-0.09641793002991937]], [[-0.10048359503744708]], [[-0.10469871949099574]], [[-0.1089478825933295]], [[-0.1131971072483771]], [[-0.1174271651069164]], [[-0.12161971324544088]], [[-0.12574565397894386]], [[-0.1298020092362855]], [[-0.1337857591633483]], [[-0.13770041255193774]], [[-0.14155006074367224]], [[-0.14531844241621342]], [[-0.14903303345713712]], [[-0.15269063059359353]], [[-0.15628361508860772]], [[-0.15981452534344834]], [[-0.16328734102306863]], [[-0.1667042002125977]], [[-0.1828400235378734]], [[-0.1978217872066428]], [[-0.21188449300581927]], [[-0.2252390367149256]], [[-0.23801755360382246]], [[-0.25044679679001297]], [[-0.2625252303213085]], [[-0.2742798708033924]], [[-0.28569574286793126]], [[-0.29677845725655116]], [[-0.3075257877940818]], [[-0.3179346787228811]], [[-0.32801184156253776]], [[-0.3377481061167311]], [[-0.34715009440519073]], [[-0.35621530024493303]], [[-0.3649407804450507]], [[-0.37333543236199845]], [[-0.3813808488758216]], [[-0.389053164883091]], [[-0.3963026105411294]], [[-0.40304658333366894]], [[-0.40928371931396085]], [[-0.41489122506242726]], [[-0.41986176880410986]], [[-0.4241463651174929]], [[-0.4276082147542318]], [[-0.4303666550368482]], [[-0.43210942275956193]], [[-0.4330027767168922]], [[-0.43270081774467856]], [[-0.431872933764268]], [[-0.42950894951379404]], [[-0.4261682715324198]], [[-0.42141474582412075]], [[-0.415089867601574]], [[-0.40700567498650925]], [[-0.3967253979141012]], [[-0.3843067825046784]], [[-0.3691102303266816]], [[-0.3499319542290574]], [[-0.327280302432205]], [[-0.30088317923252905]], [[-0.2900114429438742]], [[-0.2854189891122763]], [[-0.280381464633628]], [[-0.26698195891054116]], [[-0.21914223683618556]], [[-0.13713110653060476]], [[2.632888490490884e-05]]], [[[-5.556297131044114e-07]], [[0.11057298082017548]], [[0.2274908204118889]], [[0.3567102161985245]], [[0.3594690163777208]], [[0.319028735091672]], [[0.27858845380562364]], [[0.2707065342417513]], [[0.29635782564652463]], [[0.31704549446456287]], [[0.3336358091573034]], [[0.34595167477218175]], [[0.35672711778391836]], [[0.3668282495293583]], [[0.37438395393667584]], [[0.3799252696846753]], [[0.38360616498495975]], [[0.3858579609015151]], [[0.38726168744386896]], [[0.38729587508238617]], [[0.38690227606925043]], [[0.3854824624075054]], [[0.3832094472002611]], [[0.38012042548089015]], [[0.37639502656354373]], [[0.3719567916952665]], [[0.36691393530370886]], [[0.3613138599914274]], [[0.35516544195745003]], [[0.3485733021393408]], [[0.3415421883269903]], [[0.3341436142204929]], [[0.32642193718964]], [[0.31839895824774345]], [[0.31008913652162745]], [[0.3014851108992356]], [[0.29258842977206406]], [[0.2834005324230888]], [[0.2739157133201641]], [[0.2641408492810213]], [[0.25406928048903554]], [[0.24370280540447475]], [[0.23303321572227423]], [[0.22205069253162052]], [[0.2107486593017974]], [[0.1991163636742011]], [[0.1871257178816131]], [[0.17483965403903873]], [[0.16226982321144306]], [[0.1501195457112718]], [[0.13800592126559721]], [[0.13549351438228704]], [[0.13302356194642964]], [[0.13055562977865534]], [[0.12804928369959426]], [[0.12546408952987667]], [[0.12275961309013277]], [[0.11989542020099275]], [[0.11683107668308687]], [[0.1133807066967645]], [[0.10942599204187578]], [[0.10513662856029513]], [[0.1004583977117157]], [[0.09535755458627647]], [[0.08983839424129282]], [[0.08387852512174668]], [[0.07745718406679789]], [[0.07058535943846994]], [[0.06324956983463553]], [[0.05552440765539992]], [[0.04744451921009444]], [[0.03904868868896783]], [[0.030410888814322738]], [[0.021552099080162746]], [[0.012534101081863787]], [[0.003423513961066673]], [[-0.005736596652242856]], [[-0.01475875434683446]], [[-0.023522939153895216]], [[-0.031333960794965525]], [[-0.035228149346871386]], [[-0.03623622362274906]], [[-0.0393192336773043]], [[-0.04520041432274912]], [[-0.050587582666446515]], [[-0.05777883033740838]], [[-0.06836045328790671]], [[-0.07675731396351623]], [[-0.08395162099673711]], [[-0.09059181190110335]], [[-0.09809447832578383]], [[-0.10687033008791907]], [[-0.11262811573522172]], [[-0.11672296976191013]], [[-0.11964002131734343]], [[-0.12226563976076203]], [[-0.12477100467490906]], [[-0.12714398337588034]], [[-0.12942170339420317]], [[-0.13163729590857112]], [[-0.13385278210472573]], [[-0.13606814060632835]], [[-0.13824850757843832]], [[-0.14026743520637916]], [[-0.14207439867822977]], [[-0.14347807160572112]], [[-0.14441278390142637]], [[-0.1444754914914647]], [[-0.14441940941052045]], [[-0.14320167045761015]], [[-0.14133167710408184]], [[-0.13852897241287823]], [[-0.13484093595280397]], [[-0.13039280892487684]], [[-0.12535151359136457]], [[-0.12020572068211051]], [[-0.1152898744138353]], [[-0.11076876763044248]], [[-0.10673044037078813]], [[-0.10326582556129367]], [[-0.10046572463111778]], [[-0.09840787926950101]], [[-0.09713735263152157]], [[-0.0967907634824816]], [[-0.09715914379527152]], [[-0.09836743234711633]], [[-0.10023114339081989]], [[-0.10267501839036189]], [[-0.10560015839652166]], [[-0.10890999049255608]], [[-0.11250935351256165]], [[-0.1163162309819257]], [[-0.12028929885996109]], [[-0.12440479503713436]], [[-0.1286221018859301]], [[-0.1329178082588883]], [[-0.13726300327489388]], [[-0.1416339631076425]], [[-0.1459877405991483]], [[-0.1503106039693882]], [[-0.15456494636247395]], [[-0.15875367593339285]], [[-0.16287632567052246]], [[-0.16691718320246277]], [[-0.1709040022996136]], [[-0.17483286475216137]], [[-0.17869538365287646]], [[-0.18249459245669183]], [[-0.18623395244688484]], [[-0.1899145889816434]], [[-0.20731252530866634]], [[-0.2234434777224668]], [[-0.23852512354619176]], [[-0.2526838603270497]], [[-0.26606320693021185]], [[-0.2788400072140643]], [[-0.2911727167808485]], [[-0.30314994922921257]], [[-0.3147784960427098]], [[-0.3260583976696464]], [[-0.33697847671049214]], [[-0.3475275096471934]], [[-0.35771015664728845]], [[-0.36750555837252524]], [[-0.37691813817981373]], [[-0.38593810260985584]], [[-0.3945524785783647]], [[-0.402769918573007]], [[-0.41056686724581914]], [[-0.41794456984976114]], [[-0.42489651267167683]], [[-0.4313321627085689]], [[-0.43725443571881994]], [[-0.4425219199557379]], [[-0.4471236648739901]], [[-0.4510101189239261]], [[-0.4540120789095939]], [[-0.4563004199052985]], [[-0.4572858490770028]], [[-0.4576911077082063]], [[-0.45681789892863095]], [[-0.4549999470387703]], [[-0.45176078097803624]], [[-0.4474382405490384]], [[-0.4416950108734169]], [[-0.43454355731517913]], [[-0.4256512043150258]], [[-0.4145109763526803]], [[-0.4008982833547224]], [[-0.3842722291818607]], [[-0.3640237471692663]], [[-0.339611456590784]], [[-0.3099081914690557]], [[-0.3133897204918505]], [[-0.3386578306701346]], [[-0.3639259408484189]], [[-0.35715251572936935]], [[-0.2276698727197008]], [[-0.11061036770396891]], [[-5.55629713106652e-07]]], [[[0.00040906107437695263]], [[0.058069816173762126]], [[0.10974488541029707]], [[0.1561114968777322]], [[0.19556896958866343]], [[0.2312937891597676]], [[0.26330530389071644]], [[0.29122291002967776]], [[0.3147393415073346]], [[0.3349069272237839]], [[0.3522136760496807]], [[0.36692274505239636]], [[0.379194880536038]], [[0.38941949207845844]], [[0.3975873342603854]], [[0.4040737280669798]], [[0.4090379540749483]], [[0.4125952828046121]], [[0.4151492917008358]], [[0.416229758165464]], [[0.41667155426318997]], [[0.41593033696172216]], [[0.41442634084618296]], [[0.4118748581708537]], [[0.4086472834475477]], [[0.4046235837815199]], [[0.3999501311262714]], [[0.39468047601157]], [[0.3888300175920895]], [[0.3825287709587171]], [[0.3757795624246074]], [[0.3686674337005617]], [[0.3611911376416861]], [[0.3533478806299063]], [[0.3451477098977642]], [[0.33658011002764965]], [[0.3276488385042223]], [[0.3183561595818624]], [[0.30869354137390215]], [[0.2986711882750558]], [[0.28828045477878567]], [[0.2775242994554303]], [[0.2664046548812471]], [[0.2549142373402885]], [[0.2430616323825608]], [[0.2308394769543901]], [[0.21825019229461434]], [[0.20529545146483336]], [[0.19196888399120218]], [[0.1782778954754791]], [[0.1642160568308371]], [[0.16132981308798805]], [[0.15842536396657222]], [[0.1555043226506305]], [[0.15256830232420365]], [[0.14961891617133258]], [[0.1466577773760581]], [[0.14368649912242104]], [[0.14070669459446222]], [[0.1377084763165975]], [[0.13468361145952448]], [[0.13164743658624584]], [[0.1285961980814457]], [[0.12552984233685674]], [[0.12245108341478293]], [[0.11935050355389129]], [[0.1162296569088021]], [[0.11301084455600571]], [[0.10966322999518978]], [[0.1061034226426045]], [[0.10228450929066248]], [[0.09814479603456149]], [[0.09362098015098788]], [[0.08865819911806917]], [[0.083195678816228]], [[0.07720125456074069]], [[0.07061409900091714]], [[0.06347067771481071]], [[0.055668894034384644]], [[0.047187473303917093]], [[0.03802578914560152]], [[0.02805799374801744]], [[0.016999432138984957]], [[0.004745814930318771]], [[-0.008951483207208571]], [[-0.023215466163952606]], [[-0.037647327813644604]], [[-0.05106098112337172]], [[-0.06280751252482525]], [[-0.0726077373404409]], [[-0.07775592897103129]], [[-0.08012452356569214]], [[-0.07998913011548706]], [[-0.07882800717488395]], [[-0.06853376005277628]], [[-0.06605314934203758]], [[-0.07146589437783589]], [[-0.07488742828682456]], [[-0.07805494413876873]], [[-0.08205434540789118]], [[-0.08565646965346849]], [[-0.08881865873961278]], [[-0.09200560931388732]], [[-0.09512609824371933]], [[-0.09815760095382417]], [[-0.10103259945254799]], [[-0.1037334162099301]], [[-0.10620751566001492]], [[-0.10838906973459407]], [[-0.1102813536774307]], [[-0.11174420924600414]], [[-0.1127561474325778]], [[-0.11313661182811498]], [[-0.11316470673571062]], [[-0.11241224393744635]], [[-0.1109746742340481]], [[-0.10888258156558714]], [[-0.10622756001882325]], [[-0.10310873913028738]], [[-0.09963066583495765]], [[-0.09589602456766501]], [[-0.09200783184462999]], [[-0.08816495298948906]], [[-0.08489605120149779]], [[-0.08279086008276819]], [[-0.08272082846135273]], [[-0.08488691404087768]], [[-0.08982731906377635]], [[-0.09651260101519037]], [[-0.10373916591004519]], [[-0.11046123765850156]], [[-0.11645269203940893]], [[-0.12184489724059233]], [[-0.12675285102910594]], [[-0.13134669937578983]], [[-0.1357309120721057]], [[-0.13994157979935215]], [[-0.1440134366268746]], [[-0.14797056274040318]], [[-0.15182662299081834]], [[-0.1556094852988063]], [[-0.1593368850035461]], [[-0.16302534842049954]], [[-0.16666727042201898]], [[-0.17027840690322535]], [[-0.17385588834221413]], [[-0.17739463949025194]], [[-0.18089612408149908]], [[-0.18436200081291212]], [[-0.18779257977303726]], [[-0.20427082628251667]], [[-0.21993757194159305]], [[-0.23489595852731765]], [[-0.24916550390925746]], [[-0.26280518699566785]], [[-0.2758743952231884]], [[-0.28843815345587276]], [[-0.30053950083939773]], [[-0.3122442447559567]], [[-0.32356116141721947]], [[-0.3344948340794137]], [[-0.345033192309697]], [[-0.3551832746509782]], [[-0.36492650366869267]], [[-0.374269695973297]], [[-0.38320532103948984]], [[-0.3917228791018342]], [[-0.3998331356143747]], [[-0.4075128200009033]], [[-0.414772312269757]], [[-0.4216081094004227]], [[-0.4279906739467117]], [[-0.43393737579493097]], [[-0.439306510029126]], [[-0.44406751492893154]], [[-0.44815286643363883]], [[-0.45138132743555864]], [[-0.45389446892881313]], [[-0.4551549958568016]], [[-0.4557214074694217]], [[-0.45496395358625896]], [[-0.45330699877446984]], [[-0.45008293926412807]], [[-0.44570432145375777]], [[-0.4397953185041964]], [[-0.43237933796229605]], [[-0.42322586967249126]], [[-0.4119355362464175]], [[-0.3984117959419042]], [[-0.38223293762895627]], [[-0.36317672373992116]], [[-0.3410663792286453]], [[-0.31545956110683904]], [[-0.28515032898297027]], [[-0.2505019935499308]], [[-0.21186456055708286]], [[-0.1691604143611503]], [[-0.11896233947304258]], [[-0.06270043053271526]], [[0.00040906107437694704]]], [[[-1.1693462894286646e-07]], [[0.11268070205225389]], [[0.23178417847499982]], [[0.36337527300616873]], [[0.3663603087040572]], [[0.3258507356343704]], [[0.2853411625646839]], [[0.2776113280562874]], [[0.3047178080242563]], [[0.3258609934600095]], [[0.34282438489817885]], [[0.35706196825978825]], [[0.36913598127421077]], [[0.3794974902050352]], [[0.3873354656345861]], [[0.3933563173779664]], [[0.39802267433130983]], [[0.40132809363065713]], [[0.40367353592851496]], [[0.4044564915470801]], [[0.40473326029823686]], [[0.4038306823997621]], [[0.40208957238398946]], [[0.3993889666888625]], [[0.3960340401610914]], [[0.39192791848214936]], [[0.38721631079875124]], [[0.38196132025573476]], [[0.3761884047058922]], [[0.370018734047005]], [[0.36343861755446577]], [[0.3564750122942935]], [[0.3491329532329666]], [[0.34140482091418156]], [[0.3333129564396034]], [[0.32484939407603547]], [[0.3160251174303001]], [[0.3068484174633637]], [[0.2973149089498805]], [[0.2874426774752337]], [[0.2772271365586418]], [[0.2666779758032403]], [[0.25580233031686983]], [[0.2445976711640422]], [[0.23307477700012386]], [[0.22122905911623642]], [[0.20906507398918114]], [[0.19662075688827807]], [[0.18392680077730275]], [[0.17044014090782192]], [[0.1549253921660906]], [[0.15110912495285675]], [[0.14700133596125228]], [[0.1426142939243852]], [[0.13796026757536337]], [[0.13305152564729467]], [[0.127900336873287]], [[0.12251896998644823]], [[0.11691969371988632]], [[0.11078639018702408]], [[0.1038748581509624]], [[0.09659302277777579]], [[0.08884174818110639]], [[0.08061525320355804]], [[0.07208036604734297]], [[0.0633274247729396]], [[0.05446638992851955]], [[0.04563878360598553]], [[0.03695600780423872]], [[0.02885352065376051]], [[0.02158677588703837]], [[0.01567753537586061]], [[0.007899461129103905]], [[-0.002386996866096861]], [[-0.01426681597426834]], [[-0.026741376685651845]], [[-0.038901212414818614]], [[-0.05001507152303662]], [[-0.0594766476187754]], [[-0.06678321191662677]], [[-0.07097414683333719]], [[-0.07295637788274872]], [[-0.07352378125572734]], [[-0.0738464384578254]], [[-0.07520054855903437]], [[-0.07712590074117615]], [[-0.0793597764457424]], [[-0.08109450370344097]], [[-0.08244476259947302]], [[-0.08342032066506773]], [[-0.08426468037084632]], [[-0.08504610291370517]], [[-0.08600348447591735]], [[-0.08719798810767806]], [[-0.08881902431609111]], [[-0.09076274772960242]], [[-0.09304404174177452]], [[-0.09554265231141501]], [[-0.09823104402169604]], [[-0.10105127628542157]], [[-0.10392623273866934]], [[-0.10682853172799553]], [[-0.10969389603080201]], [[-0.1124824987676838]], [[-0.11516368828119045]], [[-0.11768050063476447]], [[-0.11998288175106105]], [[-0.12215656266055638]], [[-0.12307677993296706]], [[-0.12314464602035673]], [[-0.1224133834645201]], [[-0.11991334347498317]], [[-0.11798980459432779]], [[-0.11642530772378472]], [[-0.11538590664437756]], [[-0.11477238311419129]], [[-0.11457391427339063]], [[-0.11473466300483998]], [[-0.11525952863262943]], [[-0.11608386647450171]], [[-0.11604605634224115]], [[-0.11420618967414947]], [[-0.11197475624085673]], [[-0.11113412036746524]], [[-0.11115720396472871]], [[-0.11126741301768613]], [[-0.11086123142017083]], [[-0.10997152842083999]], [[-0.10893907287970017]], [[-0.1080816993869581]], [[-0.10775472708272504]], [[-0.10821947414932379]], [[-0.10985145521144367]], [[-0.11241461782674914]], [[-0.11513951364594648]], [[-0.11704323806519397]], [[-0.11919681301635954]], [[-0.12287057989879545]], [[-0.1290720637713571]], [[-0.1374935107059502]], [[-0.14175005804177507]], [[-0.14482726460785614]], [[-0.14730521544795044]], [[-0.1499424285309044]], [[-0.15274844282937555]], [[-0.15561181061771592]], [[-0.15846433255492998]], [[-0.1613252699628873]], [[-0.16419553395943554]], [[-0.16705333559228203]], [[-0.18100720388570377]], [[-0.19469372058283782]], [[-0.20812476708214578]], [[-0.22126919069061327]], [[-0.23412610892042135]], [[-0.24668517599372866]], [[-0.2589331015374286]], [[-0.27086958560955776]], [[-0.28247339935606836]], [[-0.2937440699301045]], [[-0.30466936078770773]], [[-0.3152347279056135]], [[-0.32544276420937013]], [[-0.3352685965896385]], [[-0.34471453822644316]], [[-0.35376772736793904]], [[-0.3624115140829081]], [[-0.370653252471882]], [[-0.3784620790677436]], [[-0.3858448334145487]], [[-0.39278788207729165]], [[-0.39927136883653713]], [[-0.40531253116455873]], [[-0.41086154163967264]], [[-0.415893622609862]], [[-0.420351470908658]], [[-0.42409166462303455]], [[-0.42718536080227654]], [[-0.42944420449579707]], [[-0.4307004235475656]], [[-0.4306999281592769]], [[-0.4304948553602446]], [[-0.42824980789244754]], [[-0.4248641904498031]], [[-0.4197454559420601]], [[-0.4128877265555987]], [[-0.4042192722388355]], [[-0.39346842857563513]], [[-0.38153352060677026]], [[-0.3675456702404107]], [[-0.3487702148959045]], [[-0.32561071469254466]], [[-0.2973170795209489]], [[-0.3029141169139793]], [[-0.3356932133434087]], [[-0.3684723097728383]], [[-0.3634403860977337]], [[-0.23171650069208966]], [[-0.11259484944328856]], [[-1.169346289371737e-07]]]] | 4D array with the moment coefficients of the airfoils. Dimension 0 is along the different airfoils defined in the yaml, dimension 1 is along the angles of attack, dimension 2 is along the Reynolds number, dimension 3 is along the number of tabs, which may describe multiple sets at the same station, for example in presence of a flap.
airfoils.coord_xy | output |  | [[[1.0, -0.0034700000994449644], [0.9820597816541057, 0.00044799827076439204], [0.9638257951208583, 0.002562300543678886], [0.9454880951222242, 0.003023684045540901], [0.9271850122637587, 0.002168636322217311], [0.9089846695986212, 0.00031952153145206244], [0.8909249170874796, -0.0023575578765565918], [0.8730364126434582, -0.005782758531322301], [0.8553547802293828, -0.009933998078348693], [0.8378859154533621, -0.014686611772106374], [0.8206401456288113, -0.019975819425831147], [0.8036163371947943, -0.02571871157764933], [0.78681025004173, -0.03184321868133613], [0.7702163560267894, -0.03828811944164715], [0.7538190597361925, -0.044976930450943975], [0.73761420262575, -0.051870877686477565], [0.7215891534875234, -0.058915827794968643], [0.7057345077374256, -0.06607029980001787], [0.6900466692609899, -0.07330827415116534], [0.67451819399107, -0.08059756316261073], [0.6591405365578592, -0.08790550174115697], [0.6439098056135406, -0.0952107171046654], [0.628820957068219, -0.1024902963907604], [0.6138733069035895, -0.10973117297318775], [0.5990510604713636, -0.11688969151821908], [0.5843591915712586, -0.12396553117665489], [0.5697889681888981, -0.13093028026786172], [0.5553321033432861, -0.1377563512816679], [0.5409792108642142, -0.14441335729074328], [0.5267321811028085, -0.15089449732285926], [0.512578230880377, -0.15716011267324712], [0.49851583661088333, -0.16319438125826594], [0.4845358776950189, -0.16896159130128907], [0.4706512693805032, -0.17447824439225712], [0.4568485021705694, -0.17969409535278802], [0.44313453339137493, -0.184608012712113], [0.42951253389741584, -0.18920900924093634], [0.4159841594616013, -0.1934793616630954], [0.4025571397736688, -0.19741782523275933], [0.3892345072781299, -0.2010064948940336], [0.37601865150811425, -0.20421979906407695], [0.36291852855738266, -0.20705330868462912], [0.34994116741222453, -0.20949011485048916], [0.33709165696993026, -0.21149111546052143], [0.32438739026240176, -0.21308692547788424], [0.3118368341279804, -0.2142384712756459], [0.2994541439322799, -0.21492765013997475], [0.2872559981361116, -0.21515818137493262], [0.275258336680217, -0.21496390468601387], [0.263478182302473, -0.21430104180726714], [0.25193292971953, -0.21319623185360917], [0.2406354375301551, -0.21168923667132938], [0.22960073208764747, -0.2097834485095679], [0.21883508863122164, -0.2075260523314385], [0.20834846924648973, -0.2049366019791082], [0.19813704116382003, -0.20207471880743366], [0.18820603018883603, -0.19895528834909254], [0.17856117889443932, -0.1955901378645855], [0.16919025313904223, -0.19203735949849104], [0.16010178814211742, -0.18829064182926777], [0.15129702726830577, -0.18436393644805524], [0.14276987279935902, -0.18028582649957897], [0.13452590527783492, -0.17605683076842718], [0.12655899807796187, -0.17169893923908394], [0.1188678570150223, -0.16722472835365942], [0.11144865650366108, -0.1626480323599473], [0.10430186876993354, -0.15797576694993015], [0.09742079011497823, -0.15322540784662725], [0.09081746447018783, -0.14838571239262172], [0.08446770513536458, -0.14349548472464155], [0.07838087502763824, -0.13854713215419215], [0.07254939769214545, -0.13355442854191465], [0.06697966648274498, -0.12851512534180523], [0.06165351030811544, -0.12345321290581886], [0.056576222682194144, -0.11836652039106309], [0.051734714450611896, -0.11327112821016908], [0.04713374370581045, -0.10816557148935989], [0.04276105214900434, -0.1030639204221209], [0.038620664091772686, -0.09796515918046844], [0.03469447433072042, -0.09288637960681331], [0.030992736352350392, -0.08782134742329933], [0.027503919793689127, -0.08278145223373326], [0.02423516660647086, -0.07776358547213151], [0.02119876100967612, -0.07276356423632026], [0.01839049757289263, -0.06778770227921126], [0.01579903423697654, -0.0628462387388374], [0.013429938232602813, -0.05793958761031667], [0.011269317792045732, -0.05307840981549306], [0.009311216547577446, -0.048268302918832405], [0.007561260623105265, -0.04351075419598191], [0.006016935976864029, -0.038809921127301465], [0.004693590068593818, -0.03416654345223733], [0.003596358724099026, -0.029584367221903166], [0.0026914723910881825, -0.025076868511348778], [0.001939837271475653, -0.020655040604101952], [0.0012971651481071113, -0.016327054513121463], [0.0007567064813305822, -0.012093672066669], [0.00034218510169904594, -0.007951658580253932], [9.928722015265984e-05, -0.0039000239030913325], [0.0, 5.767064202841165e-05], [0.0001051333868807391, 0.004013680929798218], [0.0003604397199567735, 0.00805924493078073], [0.0008022857355826073, 0.01218924937978123], [0.0013635733176724691, 0.016407069082136485], [0.001997241998074524, 0.020719375171283753], [0.002699421576928823, 0.02512805434194912], [0.0035240677961761516, 0.02962497503923797], [0.0045503180739482705, 0.03419262998395726], [0.005822834821891975, 0.03881378536323017], [0.007353122012443275, 0.043476905266864214], [0.009118548724150348, 0.048180630725262755], [0.01109288037902849, 0.05292913521938228], [0.013281892139280731, 0.05771576207857617], [0.015679667723836048, 0.06253897899483875], [0.01830074363952093, 0.06738732202505406], [0.021152439860697373, 0.07225207062963526], [0.02424386858500084, 0.0771222337315085], [0.02757500128829615, 0.08199248461547758], [0.031152731236374256, 0.08685210340342171], [0.0349638730405048, 0.09170571122101198], [0.039022526971617344, 0.09653653657052759], [0.04332996649347916, 0.10133813378100674], [0.047886642819581014, 0.10610366939810073], [0.05270237101557608, 0.11081731399127391], [0.05777386566508683, 0.11547560937676743], [0.06310400970819134, 0.12006793670437658], [0.06869683057491315, 0.1245826030829052], [0.07454798706155599, 0.12901687338954673], [0.08065998389470762, 0.1333588355588184], [0.08702792138269919, 0.13760804076501973], [0.09366061860556138, 0.1417418760007264], [0.100546312895621, 0.1457702984173698], [0.10769828883088907, 0.14966056392752403], [0.11510242786505667, 0.1534282426273555], [0.12275890346926693, 0.15706218051094153], [0.1306670971948581, 0.16055390359779875], [0.13882217604986244, 0.16390324774474688], [0.1472340039726434, 0.16707193952368501], [0.15588968932245487, 0.17007970332074251], [0.16479184045154177, 0.17290458064683792], [0.17393278770554954, 0.17555319392248078], [0.1833160689533104, 0.1779948662026723], [0.19293362020689295, 0.18023963034188736], [0.20278724456223593, 0.18225325731074982], [0.21286755037072097, 0.18405199698035205], [0.22317342413585883, 0.18560924190913858], [0.23369684857375922, 0.18694001578536235], [0.2444369448247084, 0.18799906305831257], [0.2553840714492565, 0.18882240163226316], [0.2665344116304473, 0.18937510758533754], [0.27788032556588677, 0.18970155259716598], [0.2894175616960369, 0.18978980242514956], [0.3011413386307495, 0.18965718016394412], [0.3130469911039233, 0.18928847870279336], [0.32513132951955953, 0.18871079764155135], [0.33739038497563945, 0.18791785798119517], [0.349820773213966, 0.18691567844852808], [0.3624205692839328, 0.18572342442626602], [0.3751847674875939, 0.18432398814832646], [0.3881088378821135, 0.18271165928281238], [0.40118989167012653, 0.1808934674155396], [0.41442216748072797, 0.17885828296595488], [0.4278047318682553, 0.17662391691806587], [0.4413322218927239, 0.17418344093833527], [0.45500015690261325, 0.1715357041887142], [0.4688070703225492, 0.1686941559383987], [0.48274920803661, 0.16566060390192502], [0.4968199607660522, 0.16242478768196003], [0.5110174502267326, 0.15899866113705624], [0.525339261635727, 0.15539046184467922], [0.5397791385877074, 0.15159335608280491], [0.5543371308232065, 0.14762602612692757], [0.569014945318098, 0.1435109758932989], [0.583806022408511, 0.1392410299829466], [0.5987065423794287, 0.13481961198633186], [0.6137228650773167, 0.13028391764089403], [0.6288483826138904, 0.12562751786568527], [0.6440789604054087, 0.12085314600742575], [0.6594126995054979, 0.11597070975468562], [0.6748481977819976, 0.11099191151503517], [0.6903827914365568, 0.10592484871300867], [0.7060131609158609, 0.10077572488898387], [0.7217361647864452, 0.09555181112276577], [0.7375500269656704, 0.0902646553377828], [0.7534509309264878, 0.08492011054677727], [0.7694364860454673, 0.07952863579522418], [0.7855042923201937, 0.07410101221762626], [0.8016471355243202, 0.06863399830662117], [0.8178632004200173, 0.0631408714226251], [0.8341484662078468, 0.05762870155195726], [0.8505092815745027, 0.05213554537664145], [0.8669330374710127, 0.04664377188169685], [0.8834206183436443, 0.04117632361211025], [0.8999668909859898, 0.03573854231992895], [0.9165663333168026, 0.030334791994557787], [0.9332185433362381, 0.024985692977110723], [0.9498982187971298, 0.019634564508833892], [0.9665890308396359, 0.014252387898080962], [0.9832830802366876, 0.008836575269001097], [1.0, 0.0034700000994449644]], [[0.9999999999999998, 0.0], [0.999310113472703, -0.022458662776405094], [0.9977156747146716, -0.04481597788321213], [0.9955181329469308, -0.06708079917920928], [0.9919396862074491, -0.08919315157447236], [0.9874356440341693, -0.11110058375506153], [0.9819915326294707, -0.13275865457979566], [0.975626529462686, -0.15412712184956692], [0.9682675382227565, -0.17512661114177105], [0.9600606107281728, -0.19575847919035483], [0.950926566601507, -0.21593630789162574], [0.9409403354275221, -0.23563835393691956], [0.9301479657016355, -0.25483397354807125], [0.9185415472119017, -0.2734635504633433], [0.9061818532599231, -0.2915091340658063], [0.8930916444348402, -0.30892667274752666], [0.8793058160179222, -0.32568448178550324], [0.8649045992106825, -0.3417904599428264], [0.8498519199312867, -0.3571497281866142], [0.8342455035576795, -0.3717941767975284], [0.8181212017044299, -0.3856982435999456], [0.8014930485318992, -0.3988121693809405], [0.7844334870013709, -0.411156320613968], [0.7669737666731877, -0.4227039625993649], [0.7491624871044766, -0.43345406593867836], [0.7310219145418266, -0.44336317218729826], [0.7126368618751303, -0.45250639865253334], [0.694007845027337, -0.4607951640768016], [0.6751845969458387, -0.4682485934576786], [0.6562257930050002, -0.4749085858226996], [0.637177455561516, -0.4808088426081778], [0.6180385075504279, -0.48581809050568], [0.5988819912454484, -0.4900676300218615], [0.579739650495367, -0.49355633014005473], [0.5606406879428678, -0.49626787573508435], [0.5416244297290831, -0.49825209874064336], [0.5227143691038316, -0.49943314123860055], [0.5039513335119744, -0.4999223247247999], [0.48536209631600463, -0.4997380488138091], [0.4669730714335399, -0.49886883192034326], [0.448811124507421, -0.4973536591223899], [0.430904350275759, -0.49516304726634575], [0.41327136346913906, -0.49238318222563127], [0.3959385296838809, -0.488993189490426], [0.37891769256131813, -0.48506089960094984], [0.36223201735528465, -0.48058499829206475], [0.3458913117197512, -0.47561214337811186], [0.3299202954617155, -0.4701328184876935], [0.3143240807655798, -0.4641965662803957], [0.2991074237497537, -0.457844201721311], [0.2842972618229185, -0.4510612235414027], [0.26989932294588054, -0.44387977909455717], [0.2559150188710926, -0.43633693959717973], [0.24234860887904422, -0.4284599351869234], [0.22920570242422247, -0.4202706873200781], [0.21648870045744983, -0.4117940145070322], [0.20419913639880616, -0.4030536555085155], [0.19233737791757724, -0.39407285495969185], [0.18090314103472596, -0.3848737799912002], [0.1699007465446024, -0.37547173876446477], [0.15931967390528445, -0.3658960923181233], [0.1491558741675362, -0.35616753030955783], [0.1394043080417189, -0.3463063195144983], [0.1300595314981649, -0.3363315602706393], [0.12111737925678266, -0.32625984615756204], [0.11261094866931466, -0.3160760637949729], [0.1044972827853424, -0.30582911345429314], [0.09675955375727384, -0.2955419227554436], [0.08938455682996531, -0.28523245770912736], [0.08236650339543387, -0.2749118997200268], [0.07575692236959942, -0.2645541464243929], [0.06950117317228469, -0.2542047343037275], [0.06356955827980676, -0.24388750598756095], [0.05794658337208492, -0.23361518372392842], [0.05269144884714007, -0.22336119546093502], [0.047768514971428935, -0.21315258469469006], [0.043118574375617155, -0.20302140462239798], [0.03875535749200771, -0.1929635142905562], [0.03473293759139035, -0.18296247772519303], [0.030962341603364644, -0.17305818109840526], [0.027444217361930416, -0.16325127755489982], [0.02421743855009463, -0.15353217826076873], [0.021200382231983592, -0.14393132190862676], [0.018436446787367028, -0.13443452183279775], [0.01594409751520625, -0.1250417519552673], [0.013625364061802184, -0.11578036747099696], [0.011553843096176259, -0.10663358145699245], [0.009663029267988323, -0.0976194418392808], [0.007966188852572413, -0.0887328969179156], [0.0064915665100005095, -0.07997244435331433], [0.005152828965165052, -0.07135273906847964], [0.0040286644388448645, -0.06286333655364618], [0.002989965084555453, -0.054521156950105384], [0.002205487047828941, -0.04630604496940855], [0.0015054240704896638, -0.038237664176317465], [0.000968201091584951, -0.03030716171339099], [0.0005515446627134147, -0.022518749411906385], [0.0002653664021357644, -0.014871199858295195], [8.9039329764774e-05, -0.007365028943058315], [0.0, 0.0], [8.900962772126276e-05, 0.007363561990107388], [0.0002651844439675249, 0.014865268559062365], [0.0005509333091508455, 0.022505263896775644], [0.0009666759055770174, 0.030282947154827707], [0.0015026597623462431, 0.03819943815200925], [0.002199988057285168, 0.04625052666134543], [0.0029820538575014116, 0.054444832632551586], [0.004016144757350506, 0.06276279058584346], [0.005133824803336867, 0.07122454084110143], [0.006465770395324351, 0.07981283306518364], [0.00793097671090473, 0.08853840995198978], [0.00961937501988019, 0.09738574313235833], [0.01149080450620685, 0.10635882911176983], [0.013548881011865688, 0.11545915206081463], [0.015847899686502763, 0.12467111053728341], [0.01831818956961289, 0.13401076324985198], [0.02106150390453491, 0.14344916545926298], [0.02404162181606755, 0.15299206592539097], [0.027235227274345842, 0.16264734585653198], [0.03071710725971024, 0.17238665435784548], [0.034435598237709995, 0.18222433446561942], [0.0384117329063606, 0.1921518491435322], [0.04272767489707802, 0.20213100263008532], [0.04731114024209235, 0.21218675460779515], [0.05216685656067009, 0.22231551940478805], [0.05736038875178387, 0.23248086765582374], [0.0628996758986949, 0.2426703189634773], [0.06873478613884447, 0.2529069750979339], [0.07489693399410334, 0.2631689206833758], [0.08141550364173349, 0.27343114294371595], [0.08831854810544217, 0.28366562248371535], [0.09556164968618143, 0.2938957131800372], [0.10316190942808337, 0.3041027742324407], [0.11113752118302991, 0.31426464240993146], [0.11950388478206951, 0.3243585621136699], [0.12828723771405454, 0.33434944119891485], [0.13745549948940025, 0.3442540755823177], [0.14701725708344926, 0.3540531149237791], [0.15697988667619772, 0.3637265508690636], [0.16734946310365414, 0.3732538833746503], [0.17813290274297466, 0.3826118160770229], [0.18935085096380544, 0.3917583067071239], [0.2009847160309968, 0.4006952942623902], [0.21303476434878924, 0.40940187435619213], [0.2255008057831854, 0.4178559439044058], [0.23838152340985078, 0.4260350093722625], [0.25167457754377326, 0.43391596405283095], [0.2653756882936202, 0.44147676472934], [0.2794783875490727, 0.44869720184829354], [0.2939759116741604, 0.4555552446987326], [0.30887191191509034, 0.46200129022099895], [0.3241541239627464, 0.46801713600945316], [0.3398040988085606, 0.4735991335995823], [0.3558032526126016, 0.47874397515199507], [0.37216081479794966, 0.4833525597856641], [0.3888492369235169, 0.4874459287140901], [0.4058459563931706, 0.4910193773338437], [0.42314408870229003, 0.49399930186392854], [0.44071412377813984, 0.4964173198233501], [0.4585392037765558, 0.49822494396960454], [0.47659566887172405, 0.4994079326200873], [0.49486039777549234, 0.4999624214727385], [0.5133061702015476, 0.49979105337717994], [0.5319058735902095, 0.49894299457208474], [0.5506268737388516, 0.4973685699826268], [0.5694445969688419, 0.49510018556485663], [0.5883296725914272, 0.4921217446637733], [0.6072302047284699, 0.48832390166514955], [0.6261288693787724, 0.48378487619702326], [0.644980839595923, 0.4784592054973734], [0.6637614847140635, 0.47237826240463604], [0.6824233377242515, 0.4655004358187974], [0.7009169091050262, 0.45780408619291457], [0.7192197894143488, 0.4493257333550774], [0.73729483234536, 0.4400705492827109], [0.7550723529294948, 0.42998479446725035], [0.7725425490187584, 0.4191325157666161], [0.7896512521946386, 0.40749850593827613], [0.8063618544313749, 0.39509858280326116], [0.8226178261871462, 0.38192709606565783], [0.838395938869225, 0.36802020046521466], [0.8536664352266886, 0.35340619810292395], [0.8683331945059514, 0.3380478237074927], [0.8824250539355031, 0.322033605271093], [0.8958799738812888, 0.3053653705881875], [0.9086336283811663, 0.28804842984712353], [0.9206886635755727, 0.27014281742568497], [0.9319849287536027, 0.25166247186650587], [0.9425076208070479, 0.23265305742574474], [0.95223782490726, 0.21315492288986485], [0.9611337412723463, 0.19319814477847602], [0.9691357623931091, 0.17280962811003842], [0.9762861395319717, 0.15205977248441663], [0.9824807425059061, 0.13096073690998672], [0.9877804271976285, 0.10958307738520225], [0.9921627636228181, 0.08796663966495431], [0.9956451517766974, 0.06615314798662696], [0.9977673067134225, 0.04419444329902356], [0.999327245898236, 0.022146577662310228], [1.0, -5.9224543672020664e-18]], [[1.0, -0.0024600000005134083], [0.9791825143610087, 0.002215221269638621], [0.9580456873986922, 0.005017134569368539], [0.9367824505443482, 0.006170706031358618], [0.9155310264876814, 0.006020279287832268], [0.8943731863414348, 0.004787623265240583], [0.873367193641175, 0.002586758528554732], [0.8525604474007586, -0.0004973010926334121], [0.8319870122135766, -0.004362174964526627], [0.8116628869065907, -0.008873023830756235], [0.7916029901368559, -0.013943198045754439], [0.7718135179714021, -0.01948102790661157], [0.752290236050932, -0.025383567996520962], [0.7330261293479496, -0.03156018897178471], [0.7140128060241437, -0.03793099483697179], [0.6952466470916242, -0.04444046739745381], [0.6767243954149194, -0.051040405291990824], [0.6584420587147513, -0.05768533955749773], [0.6403972750342135, -0.06433806512865134], [0.6225904082392789, -0.07097157206824162], [0.6050203854406715, -0.07755727803813901], [0.5876879713986147, -0.08407347795404185], [0.5705910454695994, -0.09049254083490638], [0.5537292743865434, -0.09679311288693458], [0.5370990061914339, -0.10294621179487928], [0.5207026083074809, -0.10894016723539013], [0.5045425318865088, -0.11476480550790456], [0.48861888487745764, -0.12040455530637832], [0.4729290018617691, -0.12583674812202927], [0.45746846909698435, -0.1310335436162161], [0.4422332854124007, -0.1359673826268052], [0.42722173872862623, -0.14061656786099122], [0.41243354327773324, -0.1449626700104386], [0.39787018415715825, -0.14899144630533176], [0.38352517995548685, -0.15265643065029566], [0.369398615112051, -0.15592761798592872], [0.3554933179348131, -0.15877902921002623], [0.34181446825639034, -0.16118535701013925], [0.3283698932978363, -0.16312413224643008], [0.31517145334083707, -0.16458678467429905], [0.30223072787891364, -0.16554302447493008], [0.2895640294289113, -0.165985138854643], [0.2771892467282582, -0.1659275412582237], [0.26512410149521726, -0.16538326569548598], [0.2533851225753259, -0.16437136409778183], [0.24198562520288566, -0.16292830192477037], [0.23093618043224345, -0.1610864676178905], [0.2202399861615444, -0.15890682119185526], [0.20989561251532413, -0.15644268089789573], [0.199900025403141, -0.15373587854581167], [0.19024563726617857, -0.15083415928768226], [0.18092847198100026, -0.14776251039763227], [0.17193970090916555, -0.1445535512807786], [0.16327080770489255, -0.1412350722414059], [0.15491451766147177, -0.13782599369535734], [0.1468633983215866, -0.1343432511229429], [0.1391110781348146, -0.13079968434367462], [0.1316501054431905, -0.12720803863522748], [0.12447349903158887, -0.12357981416188006], [0.11757538742946107, -0.11992201233702383], [0.11094538581844211, -0.1162502535827559], [0.1045747945052396, -0.11257469130173221], [0.09845733173941477, -0.10890127058952347], [0.09258277529612795, -0.10524113293680559], [0.08694448302310329, -0.10159928551758944], [0.0815358121113451, -0.09798027128264215], [0.07635102931698302, -0.09438675014277749], [0.07138432383527314, -0.0908218925682882], [0.06662835201551362, -0.08729013335837936], [0.062078567625782274, -0.08379239500973629], [0.05772604435372043, -0.08033507039504618], [0.05356651419124011, -0.07691812098316686], [0.04959558315922193, -0.07354208057716807], [0.0458068551887658, -0.0702097679690488], [0.04219414686667237, -0.06692334198755442], [0.03875180990963492, -0.06368452708365495], [0.03547457331648651, -0.060494633186493015], [0.03235758420614901, -0.05735424956971034], [0.029395262706501932, -0.05426483686815213], [0.02658500461079792, -0.05122505201523496], [0.023924424620557463, -0.048233644638465745], [0.021411700963255783, -0.04528882367460882], [0.01904284434313998, -0.04239111584308955], [0.01681426632981735, -0.039540816581036836], [0.014722360361199664, -0.036738276278823215], [0.012766019047687708, -0.033981920744624285], [0.010946937941617711, -0.031268861049904], [0.009268060228468333, -0.028596206023895912], [0.007727916263220776, -0.0259643612100283], [0.0063280820405166895, -0.023372084654333942], [0.005072332506624902, -0.020818203316165334], [0.00396040285737978, -0.018304354811111104], [0.0029864108096577745, -0.015834822621689008], [0.002150389278720468, -0.013411107402804821], [0.0014587565753114823, -0.011033735660660503], [0.0009116623255976452, -0.008706534563268186], [0.000502791681611121, -0.006434881993229667], [0.00021381248288746688, -0.004224797539369156], [6.568486678814444e-05, -0.0020791805147900113], [0.0, -3.3451888595562394e-06], [6.275385992985337e-05, 0.0020715591791794427], [0.00020465879762133896, 0.0042147727197014975], [0.00048370178048242533, 0.006420789600672438], [0.0009004534417756729, 0.008683350136493708], [0.0014836303181404726, 0.010991600460137651], [0.0022458317754008314, 0.013333999602576578], [0.0031846770967821447, 0.0157029003445234], [0.0042863427323947, 0.018098220956429736], [0.005546678108736091, 0.02051690340566449], [0.006957860374009286, 0.022959350896076657], [0.008517541113401582, 0.025425209622257895], [0.010220552887981358, 0.027916005572934874], [0.012067358293665282, 0.03043063388189371], [0.01406030726086024, 0.03296742594615798], [0.01619727107455939, 0.03552815744912288], [0.01847972444717246, 0.038112025259677704], [0.020910020555476406, 0.040718303344367976], [0.02349001294124316, 0.04334664850647538], [0.026223351622036643, 0.045994891724665976], [0.029111844186344098, 0.04866320216783267], [0.03215899865197834, 0.05135019802333357], [0.03536760559947822, 0.05405502493097849], [0.03874016766166761, 0.0567775261618227], [0.042282005976894806, 0.05951449943915973], [0.045996042739923214, 0.06226517749362706], [0.04988609064019484, 0.06502800279034954], [0.053956754186485364, 0.06780058994750665], [0.058212504761800364, 0.07058017921857813], [0.06265774371852556, 0.07336426176682617], [0.06729630345591876, 0.07615150645275835], [0.07213273302444188, 0.07893879032648041], [0.07717255767107682, 0.08172173551946103], [0.08241968743984175, 0.08449842632602232], [0.08787788490112815, 0.08726699771843038], [0.09355424334474728, 0.09001947967209342], [0.09945219999205046, 0.0927540765951848], [0.10557694837363835, 0.09546596777536767], [0.11193237773267542, 0.09815225237150083], [0.11852427957328644, 0.10080573378980452], [0.1253566065259288, 0.10342302668879577], [0.13243443253554946, 0.10599733235585997], [0.13976236076739362, 0.10852278979107746], [0.1473454243864452, 0.11099106751092382], [0.15518792848167592, 0.11339558337007079], [0.16329382836158018, 0.11572962997681081], [0.1716672743417284, 0.11798498488718585], [0.1803129772359526, 0.12015008924546557], [0.18923485499946693, 0.12221353676897069], [0.19843635988922947, 0.12416532238972293], [0.2079216557334844, 0.12598693892826984], [0.21769417087459475, 0.1276612126438707], [0.22775615942007502, 0.129170737731058], [0.23810940365513472, 0.13049505953143106], [0.24875405747032595, 0.13162078336435526], [0.25968867802205137, 0.13253905509612104], [0.2709108896830732, 0.13325715824244388], [0.282418840629741, 0.1337790110937853], [0.2942109149831152, 0.13410472495622655], [0.30628560523179155, 0.13423387564413486], [0.3186415096178277, 0.13417918237613624], [0.33127714173830897, 0.13392781915235247], [0.3441909544949343, 0.13348729528585412], [0.35738132257595284, 0.1328587979052597], [0.3708463465634473, 0.13204163976196293], [0.3845838920159262, 0.131035201554524], [0.3985915869186942, 0.12983937358858702], [0.4128668907505091, 0.12845528182854535], [0.4274072910874482, 0.12688670501829638], [0.44220971970187606, 0.12513464751187833], [0.4572710609668504, 0.12320223038296331], [0.4725885438305618, 0.1210970618721417], [0.4881583270659131, 0.11882100451483009], [0.5039758094007815, 0.11637345937700207], [0.5200364959262355, 0.1137571061451373], [0.5363357474108131, 0.1109762933891758], [0.5528684141121142, 0.10803451728635133], [0.5696287013226128, 0.10493399846185845], [0.5866110765230581, 0.10168062000276493], [0.6038087155451005, 0.0982757971231399], [0.6212153282618118, 0.0947257445563913], [0.6388240966227791, 0.0910361902646586], [0.656627266933237, 0.08721028355427408], [0.6746178716185485, 0.08325692394661174], [0.6927878529150103, 0.07918173078221502], [0.7111289063086279, 0.07499102578452674], [0.7296331865073359, 0.07069483632182534], [0.7482911685126038, 0.06629754266167603], [0.7670930543702111, 0.061804052792137194], [0.7860296677499838, 0.057223360701893614], [0.8050910025005855, 0.052562420593207544], [0.8242662209963184, 0.04782611494079722], [0.8435460643794355, 0.04302693685789539], [0.8629204543221305, 0.03817508805647564], [0.882378777847279, 0.03327960570153563], [0.9019089578946802, 0.028344629710818338], [0.9214989967483393, 0.02337542010836361], [0.9411321677157508, 0.01835937945176518], [0.9607812571987658, 0.013244495096571099], [0.9804067147503193, 0.00793618866188317], [0.9999999999999999, 0.0024600000005134087]], [[1.0, -0.0019390003863749914], [0.976833665149484, 0.001208361137042085], [0.9536067525881421, 0.003665775460056233], [0.9303612281180204, 0.005413693773527257], [0.907136857567678, 0.0063485255675481845], [0.8839836467138208, 0.00640694056609687], [0.8609554346105258, 0.005615403820964768], [0.8381027645933942, 0.004010257848180921], [0.8154696623077826, 0.0016562620281935648], [0.7930941101758334, -0.0013838751954557207], [0.7710060511857401, -0.005033735853470301], [0.7492228509046417, -0.00918342207993364], [0.7277522545328445, -0.01371781610503486], [0.7065964263397544, -0.01852894363359143], [0.6857531137586059, -0.023514410415689167], [0.665219055803436, -0.028585232142654435], [0.6449918091346095, -0.033667207290816126], [0.6250651432071732, -0.03867864650401782], [0.6054369382605294, -0.04355876079722798], [0.5861076132769566, -0.04825942599744765], [0.5670803256428834, -0.05274533441408093], [0.5483609422224197, -0.0569943092520531], [0.5299539017410897, -0.060979718813891616], [0.5118669658151533, -0.06469181635484221], [0.4941048669698873, -0.06810830220709334], [0.476674624039263, -0.0712202042209839], [0.45958357169081593, -0.07402294064700962], [0.44283824703245006, -0.0765103204584538], [0.42644696824416745, -0.07869333872553681], [0.4104163089885555, -0.0805772672755562], [0.3947539405289884, -0.08218651504223115], [0.3794651282967609, -0.08353785357529404], [0.36455400951732825, -0.08464831206341238], [0.3500229572222893, -0.08552678920592025], [0.3358736103233505, -0.08618470229599984], [0.32210673710233323, -0.08663359317563102], [0.30872210671007394, -0.08687769835974042], [0.2957190225693669, -0.08693081066326169], [0.2830959842361401, -0.08680018569901497], [0.27085061712225716, -0.08650649328682286], [0.2589799402368991, -0.08605852959091011], [0.24748011169844716, -0.08547071116507572], [0.236346918316473, -0.08475076833363332], [0.22557504511685714, -0.08391553505295268], [0.21515927781466052, -0.08297322057100169], [0.20509371378159943, -0.0819330645968134], [0.1953719805619064, -0.08080542108869825], [0.1859877283198222, -0.0795976044141403], [0.17693470971748357, -0.07831309018395959], [0.16820546124617322, -0.07696306933578013], [0.1597923100015228, -0.07555735212928322], [0.15168788947527967, -0.07410190211878478], [0.14388458321201403, -0.07260371492918799], [0.13637489995347157, -0.07106730876089845], [0.1291510183125324, -0.06949931534520246], [0.12220498832051264, -0.06790517266730207], [0.11552916071252398, -0.06628965887392392], [0.1091160071669243, -0.0646558757102865], [0.10295778967763498, -0.06300845938319456], [0.09704649940861748, -0.06135231872033051], [0.09137444329246425, -0.05969131618256568], [0.08593388752619717, -0.058029529205358116], [0.08071789321075612, -0.05636811307470058], [0.07571946228399956, -0.05470910598153158], [0.07093213611013029, -0.05305305301499982], [0.0663495341912115, -0.05140042845291343], [0.0619653874312663, -0.04975220864427004], [0.05777372794283596, -0.04810874466116675], [0.053769930073348744, -0.04646724020754628], [0.04994706470192736, -0.04483141248226345], [0.04630159525933502, -0.04319741726077135], [0.042828032326817006, -0.041566178533173924], [0.039520537772017895, -0.039939686679886066], [0.03637489933216424, -0.038317123041320456], [0.03338708041294475, -0.036697827176894286], [0.030551886693255, -0.03508364185419755], [0.027865079356194082, -0.03347474508120782], [0.025320868133828126, -0.031874273878024315], [0.022914247001505916, -0.030284252658473617], [0.02064074250304801, -0.028705822507704204], [0.01849450621203169, -0.027142258436032733], [0.01647167232497869, -0.02559403603209867], [0.014567276227523643, -0.024063085719034257], [0.012780519542323468, -0.022546560188791104], [0.011110362355195297, -0.021042429766064432], [0.009555472114434976, -0.019549909032399764], [0.00811880156674035, -0.018064431839683], [0.006799557412234693, -0.016586235374829034], [0.005603042582487561, -0.015111136479746129], [0.004529916639226064, -0.013640148682911052], [0.00358057997505402, -0.012175447603258779], [0.0027545331102219826, -0.010720713769838741], [0.0020489537694226437, -0.009280876101202961], [0.0014580532775576487, -0.00786246486537281], [0.000974682831419139, -0.006471500595078246], [0.0005942559554855975, -0.005112724448295314], [0.0003106346448722071, -0.00379023648192473], [0.00014116750183871952, -0.0025080260487017315], [4.258139086602137e-05, -0.0012695533489186256], [0.0, -8.07429297230791e-05], [2.703891499212054e-05, 0.0011069199220914228], [0.00010378583685978981, 0.0023463389613667418], [0.00020744862220917312, 0.00363568584945485], [0.0003816828972885719, 0.004975410831033728], [0.0006030101805307147, 0.006366807059576295], [0.0008878711022507387, 0.007808283902545333], [0.001258654264062728, 0.009296151539153993], [0.0017298293925535454, 0.010824722314343478], [0.002318420264565575, 0.012385430642848853], [0.0030279520931767593, 0.013973831525221282], [0.003860885201402828, 0.015585552957443603], [0.004813145990132303, 0.0172203765719415], [0.005881209150564557, 0.01887912587605692], [0.007066052918597293, 0.020560734211970248], [0.008369178486117275, 0.022264132932130788], [0.00979396334755535, 0.02398719080213806], [0.011341020447446256, 0.025730319229957697], [0.013014672176022236, 0.02749087034601176], [0.014817196271639516, 0.02926847262288773], [0.01675176360937592, 0.03106202891238467], [0.018821453607853436, 0.0328710435982317], [0.021027140674163794, 0.034697882543222903], [0.0233678740777282, 0.036547779080403756], [0.025846155316889594, 0.03842271140365949], [0.028462524182506856, 0.04032780198847428], [0.03122106182970686, 0.04226408289858773], [0.034125805202193105, 0.04423298741761204], [0.03718293369864889, 0.04623296805154601], [0.04039825516050278, 0.04826309344890298], [0.04377706530488838, 0.05032345519980894], [0.04732549808332928, 0.052413149020942296], [0.051050697654810594, 0.05452952108568916], [0.05495834640282493, 0.05667246955880652], [0.059054075382790214, 0.05884236295040647], [0.06334544626152543, 0.06103636206770174], [0.067837406979526, 0.06325655174436466], [0.07253886729980405, 0.06549729490156694], [0.077455307806497, 0.06776047903890209], [0.08259425039832943, 0.07004346209531598], [0.08796409826904701, 0.07234173101803344], [0.09357027866988114, 0.07465806492378418], [0.09942177412033257, 0.07698637814444588], [0.10552599466299857, 0.07932494325486192], [0.11189025640414 | 3D array of the x and y airfoil coordinates of the n_af airfoils.
airfoils.name | output | n/a | ['DU40_A17', 'Cylinder', 'DU30_A17', 'DU21_A17', 'DU25_A17', 'DU35_A17', 'NACA64_A17'] | 1D array of names of airfoils.
blade.compute_coord_xy_dim.coord_xy_dim | output | m | [[[1.770999999999999, 1.5360976379774626e-18], [1.768556421920314, -0.07954858355402684], [1.7629089198393666, -0.15873819366233735], [1.7551252268980289, -0.23760019069275926], [1.7424503685467847, -0.3159221428767811], [1.7264970511690274, -0.39351826766042786], [1.7072140085735852, -0.4702311545216363], [1.6846691673568337, -0.545918265591166], [1.6586036203850032, -0.6202984566641531], [1.6295346831991881, -0.6933765332922369], [1.5971818989025373, -0.7648464025521382], [1.5618106680842831, -0.8346310496445691], [1.5235840945151928, -0.9026219343072683], [1.482474160224556, -0.9686078957411621], [1.4386961242466474, -1.0325253528610858], [1.3923306045882045, -1.0942182748717393], [1.34350120033548, -1.153574434484253], [1.2924920904042374, -1.2106218091174912], [1.2391755003966176, -1.2650243372369876], [1.1838975736013007, -1.3168949742168456], [1.1267852964370908, -1.3661431788310072], [1.0678883778999864, -1.4125927039472914], [1.0074634109588558, -1.4563156876146746], [0.9456210815564309, -1.4972174355269505], [0.8825335293240562, -1.5352943015547988], [0.8182796213071499, -1.5703923558874107], [0.7531597647617115, -1.6027776640272728], [0.6871757870868277, -1.632136471160031], [0.6205038423821605, -1.6585365180270975], [0.5533517588237106, -1.6821262109840018], [0.4858825475988899, -1.7030249205181658], [0.41809239374361595, -1.7207676765711184], [0.35024001299137775, -1.7358195455374335], [0.28243784205459, -1.7481765213560738], [0.21478931669363777, -1.7577808158536687], [0.1474337301004123, -1.7648089337393584], [0.0804542953657716, -1.768992186267123], [0.013995623299412962, -1.7707248741752413], [-0.051847454848711394, -1.7700721688985117], [-0.1169813809824019, -1.7669934026618557], [-0.181310996994715, -1.761626660611505], [-0.24473679132326134, -1.7538675134173964], [-0.3071928305923096, -1.7440212314431855], [-0.3685857278596939, -1.7320138771750888], [-0.42887353294781116, -1.718085706386564], [-0.48797419452758173, -1.7022320639504933], [-0.5458529738886413, -1.6846182118452724], [-0.6024223134746037, -1.6652104430834105], [-0.6576641059283163, -1.6441842377651614], [-0.7115615050783725, -1.6216841624968836], [-0.7640190986232227, -1.5976588537836482], [-0.8150165981256913, -1.5722221775529215], [-0.8645490031585901, -1.5455054400532102], [-0.9126012273504253, -1.5176050904320824], [-0.959153402013404, -1.4885987744877167], [-1.0041970229797126, -1.458574399383908], [-1.0477266588754286, -1.427616047811162], [-1.0897410074159415, -1.3958060522672284], [-1.1302410744550007, -1.363222928728831], [-1.1692115557390181, -1.3299208987037339], [-1.2066897150274825, -1.2960039589907926], [-1.2426898936985868, -1.2615453923564537], [-1.2772299409162315, -1.2266169837203529], [-1.3103291394335, -1.1912863864786043], [-1.3420022426724756, -1.1556123750900846], [-1.3721320198132874, -1.119541417961794], [-1.400870624374317, -1.0832467198551063], [-1.428277660591736, -1.0468094903997813], [-1.4543998997082628, -1.0102933652057293], [-1.479257844973373, -0.9737379488083348], [-1.5026689809668787, -0.9370507866351996], [-1.5248268446237676, -0.9003931689038028], [-1.5458366245729245, -0.8638495462079407], [-1.5657532016960751, -0.8274649807501544], [-1.5843668881834299, -0.7911453543226317], [-1.6018039199711986, -0.7549864549885922], [-1.618274009561564, -0.7191018151725336], [-1.6337285237633086, -0.68347676761715], [-1.6479759350512952, -0.6480530961026337], [-1.6613313860408823, -0.6129720774505514], [-1.6737925821040422, -0.5782360250994552], [-1.6852218326555648, -0.5438109753996428], [-1.695908246134314, -0.509804742200356], [-1.705698105479146, -0.4761670763317696], [-1.7145260066011394, -0.4428978854255567], [-1.7227389604930965, -0.41009406158227124], [-1.7300762877533438, -0.3776961455206672], [-1.7367735503327852, -0.34576806299473256], [-1.7427837590841886, -0.3142919208832571], [-1.7480068714215782, -0.2832623978994393], [-1.7527486798053853, -0.25273140178055487], [-1.7567304705576114, -0.2226619380730147], [-1.7604095436705045, -0.19311393791727324], [-1.76318816487659, -0.16401601128164509], [-1.7656677879423255, -0.13543780651251644], [-1.767570631733606, -0.10734796678883088], [-1.769046428804669, -0.0797614104169724], [-1.770060072203635, -0.05267378989808157], [-1.770684622693973, -0.026086932516312555], [-1.771, 0.0], [-1.7706847278986113, 0.02608173656896037], [-1.770060716699467, 0.05265278123619889], [-1.7690485942189875, 0.07971364472237932], [-1.767576033942446, 0.10726219882239976], [-1.7656775791217694, 0.13530240993441675], [-1.7632076423010958, 0.1638193654344855], [-1.76043756523673, 0.19284359718449767], [-1.7567748152694644, 0.2223058042550575], [-1.7528159925465807, 0.2522773236591812], [-1.748098241259761, 0.28269705471688045], [-1.7429084804899755, 0.31360304804994776], [-1.7369281736795843, 0.3449403021748132], [-1.7302995704390152, 0.37672297271388877], [-1.7230098634559716, 0.4089563165994054], [-1.7148667393104071, 0.4415850735230577], [-1.706116972544431, 0.4746661234309757], [-1.6964001531701371, 0.5080969440567095], [-1.6858445755274887, 0.5418978975077348], [-1.6745328249942668, 0.5760968990238362], [-1.6622000060861064, 0.6105935297354886], [-1.6490291110420312, 0.6454385926772239], [-1.6349456420456707, 0.680601849666391], [-1.6196585755145496, 0.7159480113157621], [-1.6034239412625086, 0.7515654848208103], [-1.5862249940621065, 0.7874415697317592], [-1.5678295030411815, 0.8234472332369276], [-1.5482093479668226, 0.8595382697686367], [-1.5275413874962127, 0.8957965057968819], [-1.505715059792886, 0.9321443170605167], [-1.4826262861009798, 0.9684931083066418], [-1.4581757026105238, 1.0047436348373198], [-1.4325206368115453, 1.0409786160836916], [-1.4056005168057286, 1.077132026331305], [-1.3773508999697082, 1.1131253634159772], [-1.3477172401019097, 1.1488780270066186], [-1.3166066040168187, 1.1842657207265563], [-1.2841326208085442, 1.2193479357125694], [-1.2502648754104226, 1.2540561330600255], [-1.2149772413929076, 1.2883194431782232], [-1.178248201686857, 1.3220652549130114], [-1.1400532584843837, 1.3552110525448149], [-1.100319285886201, 1.3876079223566329], [-1.0591121358182094, 1.4192627322773863], [-1.0164308646765885, 1.4501014389696325], [-0.9722761459159571, 1.4800457533094056], [-0.9266526440823086, 1.509016003196554], [-0.879568646339955, 1.5369303446751272], [-0.8310393120639973, 1.563710700671322], [-0.7810875513011843, 1.5892854889466552], [-0.7297373208501239, 1.6135766767229112], [-0.67697568799675, 1.6364085699627782], [-0.6228460929239524, 1.6577166957454834], [-0.5674138820200783, 1.67748813120972], [-0.5107448792461651, 1.6957111599883665], [-0.45280639398566247, 1.712034766760822], [-0.39369600281690303, 1.7265334795053071], [-0.3334936224553899, 1.7391906345164743], [-0.2722236378164887, 1.7497455272020346], [-0.20999057357782847, 1.7583101468143056], [-0.14685414022343907, 1.7647127515403391], [-0.0828981408563532, 1.7689028973403491], [-0.01820447107920631, 1.7708668968564398], [0.04713045485388107, 1.7702599110619714], [0.11301060425652153, 1.7672560867743243], [0.1793203867830118, 1.761679474878464], [0.24597276246363747, 1.7536448572707224], [0.31286370031883515, 1.743095219599085], [0.3798093851482403, 1.7296432596979594], [0.4467484553396123, 1.7135660314898562], [0.5135221338487589, 1.6947025058716967], [0.5800431788572128, 1.6731638054372207], [0.6461434622192986, 1.64880254367018], [0.7116476920500029, 1.6215420732953034], [0.7764764941056235, 1.591511747543684], [0.840498296167265, 1.558729885559362], [0.9034662740762706, 1.5230061420030008], [0.9653457086244426, 1.4845673708453542], [1.02594473527341, 1.443359708033374], [1.0851336883959302, 1.399439180289151], [1.1427123403548718, 1.35278577426456], [1.198598415474795, 1.30352755004779], [1.252686513572931, 1.2517647536805563], [1.3046361749400797, 1.197365391571939], [1.3545495410395523, 1.1406430298702113], [1.402206867487525, 1.0816041426233602], [1.447380311726091, 1.0202675385185116], [1.490079246384678, 0.9568458593217759], [1.5300906176452609, 0.8913884753511637], [1.5673619928985634, 0.8240571294019878], [1.601826375821515, 0.7549947368759012], [1.6333357115866505, 0.6843078288053621], [1.6616788703963923, 0.6120917027657561], [1.6870055062222438, 0.5385957141398037], [1.7089467899559194, 0.46386293013517294], [1.727718273134, 0.38814326009838634], [1.7432405087520215, 0.3115778376932682], [1.7555751275930622, 0.23431445016863267], [1.7630918003789429, 0.15653671816514142], [1.7686171049715518, 0.07844317807990282], [1.771, -2.4577562207639402e-17]], [[1.8218639931578264, -0.0006432152733679883], [1.817948702314755, -0.0785684851596112], [1.8109096575418224, -0.1559763642441765], [1.8017836984976647, -0.23310074089788937], [1.7878728203611158, -0.30979969361999904], [1.7707628796351345, -0.3859098764372516], [1.7504054801602509, -0.4612388083153074], [1.726872271948726, -0.5356602800951094], [1.6999171850554597, -0.6089079969147249], [1.6700481889406908, -0.6809771231578462], [1.6369980420183603, -0.751581577653697], [1.6010244204419257, -0.8206288126914064], [1.5622919667760298, -0.8880217065291889], [1.5207706194188935, -0.9535405544582695], [1.4766659867878753, -1.0171085240366815], [1.4300562093873348, -1.0785703500235866], [1.3810560617913137, -1.137801688966691], [1.3299367141456486, -1.1948147447324047], [1.2765710228427234, -1.24927685399058], [1.221292387926754, -1.3012883636513064], [1.164223949998531, -1.3507613267396703], [1.1054005240090718, -1.3974917106970473], [1.0450752628453972, -1.4415580010380984], [0.9833522475536185, -1.4828587674749745], [0.9203893541915962, -1.5213700210038175], [0.8562688161901992, -1.5569529768503583], [0.7912837345404514, -1.5898686283218002], [0.725302761830311, -1.619801359060412], [0.657873240720261, -1.6467938324847364], [0.5899580206098511, -1.6709981270936838], [0.5217218603814497, -1.6925223942218195], [0.4531608832722967, -1.7108938807209724], [0.3845366570727065, -1.7265752454453287], [0.31596292297419853, -1.7395783637105253], [0.24754421681504596, -1.749826082490538], [0.17942141445043036, -1.7575008681691473], [0.11167866462721193, -1.7623320280479864], [0.04446222698413442, -1.7647332334418], [-0.02213198040695795, -1.7647800331101429], [-0.08800933724147912, -1.7624444502757997], [-0.1530736201841534, -1.7578516833243245], [-0.21722417246472275, -1.750921222568189], [-0.2803943031896635, -1.7419479649966432], [-0.34248956660674146, -1.7308372147387354], [-0.40346748459911985, -1.7178826597868302], [-0.4632450675107214, -1.7030456742394495], [-0.5217871439487523, -1.6864529967597806], [-0.5790051295067415, -1.6681051672241625], [-0.6348806647998496, -1.6481616324981239], [-0.6893966655199386, -1.626710256398488], [-0.7424566033178814, -1.6037192983483457], [-0.7940399137835765, -1.5792670226127523], [-0.8441414995007311, -1.5534673637850356], [-0.8927460758221276, -1.5264129459331017], [-0.939833519209004, -1.4981622489648605], [-0.985395225082528, -1.4688431077452293], [-1.0294256767056418, -1.4385103257747511], [-1.0719235416316113, -1.4072510644049516], [-1.1128898389162059, -1.375166294382157], [-1.1523090716918851, -1.3422969126965976], [-1.1902189158056515, -1.3087450895226733], [-1.226633872974136, -1.2745995486152975], [-1.2615719836463992, -1.2399215387930933], [-1.2950527486134213, -1.2047907795869321], [-1.3270910842822574, -1.1687192447102106], [-1.3575684146039828, -1.1322435964384954], [-1.3866386243321573, -1.0955411699552093], [-1.414241568896946, -1.058694221099669], [-1.4405247917122947, -1.0217669078009723], [-1.4655479685459372, -0.9847995248240513], [-1.4891341644131928, -0.9476985711753269], [-1.5114705700047208, -0.9106271816726461], [-1.5326570081693531, -0.8736706751121146], [-1.5527494816754202, -0.8368747314109202], [-1.571545710100391, -0.8001442394375405], [-1.5891692755362732, -0.7635760491602995], [-1.6058206493597307, -0.7272849719054485], [-1.621455375351012, -0.6912562054340948], [-1.635888839673502, -0.6554309302401921], [-1.649426902884715, -0.619952013579881], [-1.6622415813257945, -0.584821794491815], [-1.6740036280381325, -0.5500059612670007], [-1.6849848805572474, -0.5156135376859268], [-1.6949823650097946, -0.4815937051397853], [-1.7039132163863582, -0.44794640730345753], [-1.712221688941829, -0.41476964544825645], [-1.7196443068532776, -0.3820033093027224], [-1.7264193355986428, -0.34971207571298746], [-1.732499305333188, -0.3178778743998978], [-1.7377830623859103, -0.2864953396376645], [-1.7425798350355477, -0.2556169468529882], [-1.7466077779605909, -0.22520529851014803], [-1.7503293314221466, -0.19532100950882203], [-1.7531400853666872, -0.16589194078697778], [-1.7556482523468968, -0.1369885406606975], [-1.757565399533443, -0.10857912107168835], [-1.7590448502662102, -0.08067875846683686], [-1.7600787228646297, -0.053283042408392094], [-1.7607216875621396, -0.026393801559387267], [-1.761042575703265, 0.0], [-1.7607207226095367, 0.02636811788081642], [-1.7600750763156972, 0.053241354665158], [-1.7590228029694386, 0.08060998714759311], [-1.7575212445561352, 0.10847189310036319], [-1.7556464415669089, 0.13683110336027193], [-1.7531597211084862, 0.1656725529000294], [-1.7503577576277396, 0.195027108714996], [-1.7466527952991717, 0.2248246835939394], [-1.7426481684168726, 0.2551373486685219], [-1.7378757993880756, 0.28590328395017917], [-1.732625857511712, 0.31716094265853856], [-1.7265762350456522, 0.34885475077508776], [-1.7198707724391913, 0.3809989954955728], [-1.7124965169627786, 0.4135989847837866], [-1.7042589746974295, 0.4465988223813889], [-1.6954076470933863, 0.48005597087880986], [-1.6855780734052073, 0.5138667643477555], [-1.674899951052765, 0.5480517592860567], [-1.663456716549468, 0.5826391346318013], [-1.6509805313680932, 0.6175273907289045], [-1.6376562650204736, 0.6527678205766506], [-1.6233098936740094, 0.6883298316816779], [-1.6076415782634959, 0.7240766447279169], [-1.590983689184595, 0.760097567845212], [-1.5733224939523864, 0.7963797282753269], [-1.5544784031114454, 0.8327926598680795], [-1.5346218937741885, 0.8692916163505858], [-1.5137123131840693, 0.9059593110273709], [-1.4916430574052306, 0.9427172198513774], [-1.4683150968001915, 0.9794757722031407], [-1.4436314270131363, 1.0161345030789646], [-1.4177452383784135, 1.052777157541769], [-1.3905959553252363, 1.0893367663907993], [-1.362124282639756, 1.125734099233961], [-1.3322778204533845, 1.161887551906681], [-1.3009674590527545, 1.197671496258762], [-1.2683031716821134, 1.2331460122368576], [-1.2342539591769779, 1.268241665767395], [-1.1985986310717918, 1.3028869037965798], [-1.1614459916716755, 1.3370082246256045], [-1.1228107465897943, 1.3705198876493678], [-1.0826189489693372, 1.4026002399897002], [-1.040937221633017, 1.433898262980885], [-0.9977646222313317, 1.464310483090761], [-0.9531018574588309, 1.4937954938482907], [-0.9069536623050019, 1.5222539662626418], [-0.859328445126771, 1.5496205667397442], [-0.8102415581227613, 1.5758156996523696], [-0.7597162003844518, 1.6007831163457877], [-0.7077766253232984, 1.6244457881468626], [-0.6544097883542256, 1.6466569921097707], [-0.5996596437622699, 1.667334002594179], [-0.5435922965754012, 1.6864760261996574], [-0.48627433208127063, 1.7040468417710746], [-0.42767272160420317, 1.7197251703974978], [-0.3678861548172352, 1.7335678469370204], [-0.30699546020401025, 1.745562643058426], [-0.2450253130518733, 1.7554638190658234], [-0.18208142871225425, 1.7633479522720796], [-0.11822420366711846, 1.7690558952331075], [-0.053538388828314985, 1.7725417112361073], [0.011893187240262152, 1.7737917657451088], [0.07797303587858236, 1.772477231331398], [0.14460404890250597, 1.7687816026349132], [0.21166932998160867, 1.7625070328165362], [0.2790808814046994, 1.75378601013548], [0.3467335131752965, 1.742562092610701], [0.414441361743642, 1.7284420675624244], [0.4821423991746157, 1.7117164083012504], [0.5496760931828341, 1.6922176257229398], [0.6167634227877332, 1.6700664228236008], [0.6829331970027636, 1.6451257997472941], [0.7485039692031001, 1.6173308338016112], [0.8133943249787456, 1.586794619874766], [0.8774756653441931, 1.5535373338014737], [0.9405153791383759, 1.5174044005160474], [1.0024767605560667, 1.4786079185581216], [1.0631702287133937, 1.4370874666295215], [1.1224732882029456, 1.3929141023372473], [1.180189267679736, 1.346062575893558], [1.236238357344055, 1.2966592984868504], [1.2905195971055958, 1.2448092582904182], [1.34269926282601, 1.1903791984031105], [1.3928797731891598, 1.1336824340853215], [1.440848021894113, 1.0747307109032012], [1.4863817419734409, 1.013541990377838], [1.5294914769733128, 0.9503265834148485], [1.5699639018368259, 0.8851145073576346], [1.6077563444520095, 0.8180922788632348], [1.6428011303343262, 0.7493896683160723], [1.6749619969729719, 0.6791342936823288], [1.7040236516530418, 0.6073897680054212], [1.730139841626017, 0.5344217782779279], [1.7529481510201785, 0.46026490724288427], [1.7726632899080723, 0.385175715771013], [1.7892091529728953, 0.3092940933949471], [1.8026367065455693, 0.23273704196851186], [1.8113570527139533, 0.15570783210417272], [1.8181418808558725, 0.07842065367100272], [1.8218639931578273, 0.0006221846044103987]], [[2.0603244162177643, -0.006983252157001136], [2.0396095498931226, -0.06315000159816067], [2.016726504812888, -0.11710973669844044], [1.9923663401043352, -0.1713169856210687], [1.9646018289096538, -0.2263673308886451], [1.9346515927678367, -0.28234578546829503], [1.9025030340033986, -0.3387064298732999], [1.8682607262581334, -0.39550689273795464], [1.8318218671392534, -0.4526605780699173], [1.7935649578980621, -0.5100576325517089], [1.7533646378676093, -0.567643576488069], [1.7113814969359242, -0.6251603501416639], [1.6677751512207042, -0.6826348335823914], [1.622492065290974, -0.7397611480670508], [1.5756241622905098, -0.7963161732750503], [1.5272140197715098, -0.8521545596773311], [1.477279030883076, -0.9070214304789964], [1.4259447551513151, -0.9607538015220577], [1.3730944839648256, -1.0130693569179448], [1.318915503690492, -1.0639239854759461], [1.2634812980250403, -1.113256332818333], [1.206689496702089, -1.1605827490626273], [1.1487393344665464, -1.206040058539282], [1.0896670449699857, -1.249462058718758], [1.029490393845571, -1.2906141749495512], [0.9683140107000832, -1.3295220261965184], [0.9063423309861477, -1.3663736851266894], [0.8424336669897143, -1.400852400890801], [0.7713680081731372, -1.432742862051876], [0.6997841289043242, -1.4622240258511108], [0.627840411140093, -1.4892805967336333], [0.5555303447182108, -1.5133960994941487], [0.4831159511062791, -1.5349733987341265], [0.41072021115079266, -1.5541831678917382], [0.3384422702303091, -1.5707569715701626], [0.26642979049638693, -1.5849230585606473], [0.19476966277438665, -1.5964100237781225], [0.12361574678414249, -1.6057861946256153], [0.053069899941331114, -1.6132195171190926], [-0.016768861409929572, -1.618799818230634], [-0.08580183776910592, -1.6225097901056458], [-0.15392149286550708, -1.6244971931255814], [-0.22105670398219548, -1.6249241417973714], [-0.28710875521128654, -1.623492030060401], [-0.35202591861848465, -1.6209703422610644], [-0.4157202680252917, -1.6169836276427205], [-0.47814956665352737, -1.6112782676999142], [-0.5392163716892442, -1.604163807405854], [-0.5988948962129773, -1.595636469098257], [-0.6571605929883504, -1.5852495008058771], [-0.7139076877096415, -1.573157798123025], [-0.7691083016663711, -1.559125744708915], [-0.8227513533869002, -1.5431123424148834], [-0.8748171359667216, -1.525188603569937], [-0.9252804597801245, -1.505254887561992], [-0.9741319609377204, -1.483798589837424], [-1.0213626084305547, -1.460626179779778], [-1.0669688098975398, -1.4358699977508365], [-1.1109522867604726, -1.409834623098996], [-1.15329409021279, -1.382447010040287], [-1.1940321324708931, -1.353793904840473], [-1.2331814609889369, -1.3240986806641246], [-1.2707592623624513, -1.2933324180550225], [-1.3067860186683244, -1.2616786307501746], [-1.3412767799673413, -1.224519390649542], [-1.37410587150675, -1.1868604113454013], [-1.4054346299513545, -1.1488964018026362], [-1.4340587043674147, -1.1107301109003984], [-1.4610736067569592, -1.0724021770371752], [-1.4869117197509159, -1.0339873647524245], [-1.511457088117662, -0.9953880934817512], [-1.5348280135936754, -0.956777116541089], [-1.5570679863545829, -0.9182317572828635], [-1.5782422708604904, -0.8798144018394987], [-1.598228463797877, -0.8414353910005559], [-1.617119856587029, -0.8031931914440181], [-1.6350189679171896, -0.7652064583196283], [-1.651924105083864, -0.7274643094389964], [-1.6677250706046427, -0.6899127247879069], [-1.6826259176691296, -0.652699880962701], [-1.6981086543951034, -0.6158279202804972], [-1.7127312556973362, -0.579266254328801], [-1.726169686812977, -0.5431269050592927], [-1.7378519563473414, -0.5073567425480338], [-1.7476394363258585, -0.47196075209934135], [-1.756710279498474, -0.43704291938238227], [-1.7648100981430215, -0.40254355491061766], [-1.7721922278297388, -0.3685339312393472], [-1.7788141202223122, -0.33499873387962675], [-1.7845730583645534, -0.30193448365000325], [-1.7897876994714468, -0.2693933643348228], [-1.7941671414472813, -0.23733851092123265], [-1.7981878956823965, -0.2058338506271428], [-1.8012336979609238, -0.1748124399876813], [-1.803932618403584, -0.14434950269119076], [-1.805944004000668, -0.11441541951944373], [-1.8074459590554628, -0.08502451563588947], [-1.8086722920235179, -0.05617030185202793], [-1.8094784891725968, -0.027852135991638147], [-1.8098433726797407, 0.0], [-1.8094669724626131, 0.027701192124434407], [-1.8086285004132776, 0.056000879836429596], [-1.8072135999647294, 0.08482340475832469], [-1.8054406938877037, 0.11417058629508918], [-1.803799725432922, 0.14404939397333621], [-1.8012457764749827, 0.17444634436824863], [-1.7982313705443012, 0.2053919250413621], [-1.7942411751571532, 0.23681233136107216], [-1.7898992192296566, 0.2687724439266247], [-1.7847201227325051, 0.30120390841580397], [-1.7790070479738516, 0.33414304901769976], [-1.7724300841881933, 0.36753867074122293], [-1.7651362480235389, 0.40140168678869237], [-1.7571122032765631, 0.4357364670590023], [-1.7481545123173827, 0.47048307009417645], [-1.7385140017263565, 0.5056930481080025], [-1.7278147193816762, 0.5412602963953564], [-1.7161852848832686, 0.5772013329696333], [-1.7037014275044287, 0.6135383174385471], [-1.6900920026503272, 0.6501730237902885], [-1.6755237147637771, 0.6871471944320814], [-1.6590550235237547, 0.7244271946903756], [-1.640311728709215, 0.7618757992262507], [-1.620058457000816, 0.7995724449530613], [-1.5986531253365048, 0.8374998980801697], [-1.5764791749930318, 0.8755255225186682], [-1.5549352308464017, 0.9135970874155783], [-1.532320610568621, 0.9517954751106844], [-1.5085713416173134, 0.9900357832309239], [-1.4836415694297806, 1.0282283309212847], [-1.4574607989315098, 1.0662551452490103], [-1.4301362913261522, 1.104215364269699], [-1.4016094176448215, 1.142012626615539], [-1.371873729107944, 1.1795858589122457], [-1.3408997673486558, 1.216837825471418], [-1.308639151946221, 1.2536472388847026], [-1.275162101596078, 1.2900656296608166], [-1.2404328554320463, 1.326003865340758], [-1.2023849767820871, 1.3614035925844972], [-1.1623804663356585, 1.396178608762757], [-1.120810145610695, 1.430233969501897], [-1.0775977982049454, 1.4576625834688093], [-1.032816372317945, 1.483971572430858], [-0.9864663771507973, 1.508807439468888], [-0.9385522066314661, 1.5324450581927889], [-0.8890811236422402, 1.5546186437042668], [-0.838065721886934, 1.5754099433814845], [-0.7855247746322912, 1.5947211568880932], [-0.7314866316714475, 1.6126391117643606], [-0.6759799814332847, 1.6290935520484857], [-0.6189960006353699, 1.6442103110226092], [-0.5605835038368047, 1.6577543098191456], [-0.5008139362509745, 1.6698349266439623], [-0.43975888529772467, 1.6802026899948157], [-0.3773882400727778, 1.6888285381507793], [-0.3138059879104879, 1.6956092537176306], [-0.24909731725729267, 1.7005741105641443], [-0.18328984776726304, 1.7036342429551612], [-0.11649477713484388, 1.704543179922713], [-0.04877644856988413, 1.7032639757180355], [0.019776917897302702, 1.699795399267235], [0.08907812633820458, 1.6941224522343332], [0.15902786642119013, 1.6860899623719094], [0.22952636632348897, 1.6759499792437322], [0.3004521014045875, 1.663323162328197], [0.37171699548515086, 1.6484940067808336], [0.4432138324638478, 1.6314166094613198], [0.5147531110156124, 1.6116733129821335], [0.5862738725713653, 1.5896564594498432], [0.657614391048538, 1.565154502575137], [0.7270569392396239, 1.5383655701873906], [0.7918628084013997, 1.5092640763907075], [0.8560934105945082, 1.4779049851080914], [0.9196555346928933, 1.4442410721754184], [0.9824555644336869, 1.4083093640421231], [1.0444035980352602, 1.3703117378679126], [1.1054488920920271, 1.3303066438050246], [1.1654372501997614, 1.288178595110131], [1.22431938860371, 1.2441394798609136], [1.2819471429848246, 1.1981204603712183], [1.3382700536927599, 1.1502257555178481], [1.3932356260661463, 1.1006008189244076], [1.4465983408219705, 1.0491134020467305], [1.4984566443508618, 0.9960545535260632], [1.548675454799016, 0.9414891595081641], [1.5971026160737034, 0.8854293581504659], [1.6437605000998934, 0.8280508112553638], [1.688451296895929, 0.7691927786170303], [1.7312266325548482, 0.7092742077173533], [1.7720198978769628, 0.6482891336680853], [1.8108181042373805, 0.5865711978095103], [1.8473851110301065, 0.5238655101363945], [1.881903177196839, 0.4605846488716182], [1.9140999305437283, 0.39667848491559937], [1.9441671866284889, 0.33245272028647954], [1.972068841570968, 0.2680273532568978], [1.9977490915209752, 0.20319563397463677], [2.0201337031772515, 0.13832657704103732], [2.041261667566979, 0.0736974046276656], [2.0603244162177647, 0.006754926632962937]], [[2.287833367696814, -0.012957801029784865], [2.2419877629412706, -0.03559825413082542], [2.1950173831275555, -0.05535814540757488], [2.1473210559550986, -0.07671307856098109], [2.0981696747060123, -0.10073250708230509], [2.048253393706774, -0.12760339628527242], [1.9976212657494232, -0.1564467854491392], [1.9464029098818973, -0.18747308286986125], [1.8946603043338208, -0.22080124738288034], [1.8425764535061417, -0.2561686568080871], [1.7901668941187225, -0.2937468407243048], [1.7374644069257512, -0.33309830761382764], [1.6845687112298542, -0.37433564188972546], [1.6314003503109114, -0.41706821403083183], [1.5779129589693934, -0.4609013137076193], [1.524092770719582, -0.5056902804923664], [1.4698544428911537, -0.5510422436366518], [1.4151663287356195, -0.5966051783481716], [1.359931918147567, -0.6421724549650095], [1.3041721509704043, -0.6875324224446877], [1.2478893860883513, -0.7326332478397619], [1.1909058184250965, -0.7767793313398595], [1.1333237318526213, -0.8201252083060762], [1.0751214883577573, -0.8624609591978536], [1.0162077917544505, -0.9033618616772201], [0.9566762121994039, -0.9430096167359289], [0.8966151206256825, -0.9814643639712686], [0.8349106029926978, -1.0184486712270533], [0.7664912554239804, -1.0535258571889445], [0.6976483108951955, -1.0868629387461235], [0.628467248084973, -1.1183059273585045], [0.5589342624529089, -1.1473966737829728], [0.4892317832037689, -1.174377402753367], [0.41948238114712993, -1.1995421605983005], [0.3497325608631601, -1.2224681477032566], [0.2801117058476254, -1.243377493354819], [0.21069148684489422, -1.2620486897013707], [0.14160591150309318, -1.2790484043095238], [0.07294961854701641, -1.2945820790233966], [0.004808132258108523, -1.3087971860749912], [-0.06273974818394869, -1.3215237263012265], [-0.12959177907938024, -1.3330515351982346], [-0.19568022283316733, -1.3433584757531432], [-0.26091924904060754, -1.3519909742698413], [-0.3252345646630356, -1.3599313672973325], [-0.3885442835753986, -1.3665479746959466], [-0.45078934161438283, -1.371307524544205], [-0.5118647452608965, -1.3746678863491477], [-0.5717210739133525, -1.3765082928609427], [-0.6303091806642386, -1.376044906494365], [-0.6875166110903396, -1.3735594923420307], [-0.7432942204766013, -1.3687019074090911], [-0.7976080564522409, -1.361360069988135], [-0.8504270667904397, -1.3516467326452026], [-0.901712584141455, -1.3394331341247805], [-0.9514572631116136, -1.3253976635093307], [-0.9996410021249547, -1.3092756427672483], [-1.0462513669279847, -1.291227439071061], [-1.0912973526550942, -1.2716793299061044], [-1.1347505648406702, -1.250516643328067], [-1.1766379861433895, -1.2278243602649315], [-1.2169747550593917, -1.2038870995292263], [-1.2557677359491273, -1.1786442799471897], [-1.293037328068632, -1.1523223189344036], [-1.328795176297664, -1.1204938848705681], [-1.3629312695880362, -1.0880064338615902], [-1.3955834593246368, -1.0550073304845848], [-1.4248404055555197, -1.0216433197468464], [-1.4523398831579273, -0.9878619445917145], [-1.47875094658976, -0.9538450077812592], [-1.5040165368392862, -0.9195069704792679], [-1.5281885197065403, -0.8850071701967958], [-1.55125647495032, -0.8503733385547043], [-1.573293964276336, -0.8157143919068359], [-1.5942555017224347, -0.7809836667583036], [-1.614204843921506, -0.7462631794076661], [-1.633150558453308, -0.7116485140474985], [-1.651131632433491, -0.6771510013893605], [-1.6681094973111812, -0.6427475589009525], [-1.6841897956168124, -0.6085677162561292], [-1.7007699862773245, -0.5746095439540373], [-1.7175266228907067, -0.5408686109614761], [-1.7326748934402287, -0.5074323403922387], [-1.7456687759693512, -0.4742538451722243], [-1.7566174345794097, -0.44135580098871136], [-1.7666573658358113, -0.40883562506447624], [-1.77563579443825, -0.37665270636416004], [-1.7837866656063832, -0.34488352454193827], [-1.7910985323452073, -0.31352869906785596], [-1.797491254818556, -0.28259254611475615], [-1.8032215414003663, -0.2521128509402735], [-1.8080477149493748, -0.22206563166462126], [-1.8123495536918843, -0.19250844373172787], [-1.8156686331011227, -0.16341688133262755], [-1.8185304085915648, -0.1348644745480519], [-1.8207150471028053, -0.1068406750189366], [-1.8223900764971936, -0.07935351271147166], [-1.8238832880129112, -0.05239022233321685], [-1.8248454260161369, -0.025941910004050463], [-1.8252492945769303, 0.0], [-1.8248239650071152, 0.025889483663952214], [-1.8238086784151901, 0.05231400721439435], [-1.822059995390857, 0.07923460942219164], [-1.8199339732058009, 0.1066668478961746], [-1.8182399448638327, 0.13462815638876968], [-1.815649134061694, 0.16311497815981596], [-1.8124614903755891, 0.19214395887441205], [-1.8082583786270432, 0.22164306181924143], [-1.8035274087167152, 0.25162708959726887], [-1.7978645935231174, 0.28202142845594425], [-1.7915362840340006, 0.3128442339174903], [-1.78429602431231, 0.344075394083605], [-1.7762553300947728, 0.3757087038725861], [-1.767406204196001, 0.40774352485249404], [-1.7575694767414962, 0.44011927152186286], [-1.7469233001004305, 0.4728493065831006], [-1.735160855211426, 0.5058458498646418], [-1.7223695119453213, 0.5391051035844101], [-1.708574717891581, 0.5726184179030817], [-1.6935802005819696, 0.6063290876867826], [-1.6774385824139435, 0.6402281448614265], [-1.6591949096232907, 0.6742790886295348], [-1.6384632855067214, 0.7083804773525567], [-1.615518432943262, 0.7425493533262126], [-1.5918090522195165, 0.7767578771772445], [-1.5682238693262978, 0.8109005669302348], [-1.545243683935304, 0.8449110516184393], [-1.521184452279495, 0.878839303321512], [-1.4960232429516656, 0.912599355813501], [-1.4697651275287675, 0.9461273085319395], [-1.4423653715138887, 0.97927300993229], [-1.4138867204759265, 1.0121607688167904], [-1.3842728550077688, 1.0446126852841542], [-1.3535676318352239, 1.0766513800191921], [-1.3217636394764805, 1.1081525773606187], [-1.2888516079027605, 1.1390408422860527], [-1.2548634016136242, 1.1693248345632157], [-1.219759011143267, 1.1988606364136398], [-1.180383476016219, 1.2276586197598618], [-1.138893718204378, 1.2556069206199136], [-1.0959213228286133, 1.282664743921012], [-1.0514035222503089, 1.3031328850361439], [-1.0054159360430106, 1.322329204205132], [-0.9579628088920986, 1.3398109152755282], [-0.9090634019125846, 1.3559679165728076], [-0.8587315253309682, 1.3704758220856195], [-0.806993224865683, 1.3834900608988345], [-0.7538732249029849, 1.3948748549041377], [-0.6994125542811357, 1.4048153411946818], [-0.6436475436297338, 1.4132255116250467], [-0.5865890582136861, 1.4204147600289196], [-0.5282892154502179, 1.4261058508440008], [-0.4688179081377935, 1.4304701092517946], [-0.40824398344424034, 1.4331720998213913], [-0.34655705033887957, 1.4344076475474707], [-0.28384948292004697, 1.4339917716333812], [-0.220197080407955, 1.4319804570484875], [-0.15562974386415981, 1.4284339510828254], [-0.09024600431435434, 1.4229329033938385], [-0.02410611654869295, 1.4155238838830424], [0.0427150844180086, 1.406242241342084], [0.11013928756164743, 1.3950629742204432], [ | 3D array of the dimensional x and y airfoil coordinates of the airfoils interpolated along span for n_span stations. The origin is placed at the pitch axis.
blade.compute_coord_xy_dim.coord_xy_dim_twisted | output | m | [[[1.723442879310166, 0.40765873197452945], [1.7393758592427087, 0.32968381055903395], [1.7521083204482497, 0.2513207257517732], [1.7626865426593818, 0.17278473612737744], [1.7683806326319351, 0.09364841344603991], [1.7707172258557453, 0.014463773212588182], [1.7696101991653985, -0.06462780177631355], [1.7650928449391037, -0.1434719655320033], [1.7568484931903239, -0.2218547201865647], [1.7453816740211168, -0.29966166364865987], [1.7303490035270208, -0.37665947973190306], [1.7119910277273789, -0.45271213033629093], [1.6904414861177501, -0.5276764457167732], [1.665624506921903, -0.601353384763728], [1.6377349333161626, -0.6736315242171638], [1.6068153024058338, -0.7443404661112345], [1.5729600611309604, -0.8133425460932344], [1.53645219727693, -0.8805995763974205], [1.49709001107234, -0.9458139316654777], [1.4552363514334365, -1.0090158568443477], [1.4109939534917004, -1.0700880115874456], [1.3643706218393232, -1.128847439276346], [1.315632664229354, -1.1853052768068768], [1.2648659970587708, -1.2393438944112218], [1.2122372981623746, -1.2909201198028475], [1.1577878843195843, -1.3398660026282352], [1.1018713403252112, -1.3863713142338747], [1.0444172226604373, -1.4301303045035367], [0.985612548057883, -1.4711683469784553], [0.9256937248387008, -1.5095820237625184], [0.8648468641783453, -1.5454499770254537], [0.8029612241360347, -1.5783206008198059], [0.7403956246809063, -1.6085869203507013], [0.6772585610956375, -1.6362191558186034], [0.6136373895469267, -1.6611372614263225], [0.5497082915963869, -1.6834809388667737], [0.48549039750681106, -1.702969560105411], [0.4212151971761255, -1.7199535502920829], [0.3569899768533065, -1.7344745020061973], [0.29289642115782116, -1.746471303806625], [0.22905891810629173, -1.7560564287756915], [0.16555026892138017, -1.7631053457204948], [0.1025049053005852, -1.7678999505857902], [0.03999668708997234, -1.7703467949898322], [-0.021878258607785805, -1.7706700267280877], [-0.08304115535247336, -1.7688462286427629], [-0.14342015635043137, -1.7650282285380747], [-0.20293781411475725, -1.7591630700786287], [-0.2615361145342686, -1.7514173530989736], [-0.31916538665832267, -1.741927884374626], [-0.37574460345445665, -1.7306227171481297], [-0.43122781099709806, -1.717607989569295], [-0.4855799183266775, -1.703010330859574], [-0.5387640429831592, -1.6869201275268821], [-0.5907429768716101, -1.6694083668405064], [-0.6414882092238839, -1.6505586378333184], [-0.6909750998899502, -1.6304515150774352], [-0.7391834297987915, -1.609166820407577], [-0.7860961045449708, -1.5867811929237214], [-0.8316857498326269, -1.5633438752903803], [-0.8759646902003231, -1.538964649235052], [-0.9189300132745315, -1.5137181308221401], [-0.9605825650547505, -1.487678285933129], [-1.0009255376504218, -1.460915389862466], [-1.039959759270951, -1.4334900348088946], [-1.0775834693288622, -1.4053231418282304], [-1.1139048662795048, -1.3766182881215019], [-1.148963260502164, -1.347468222613316], [-1.1827895192770064, -1.3179456381575796], [-1.2153944788799422, -1.2880937953320344], [-1.2466218067375443, -1.2577807098457605], [-1.2766227159988537, -1.2272078901676025], [-1.3054801313230766, -1.1964817320274308], [-1.3332370871904347, -1.1656587203505704], [-1.3597111912500484, -1.1345989971913875], [-1.3850032405572446, -1.1034248360886534], [-1.4092911826187309, -1.0722949935535426], [-1.4325310663946513, -1.0411840015311562], [-1.454549908034614, -1.0099911202148744], [-1.4756218676552024, -0.9789263739813816], [-1.495744179726343, -0.9479914859554934], [-1.5147906690474378, -0.9171217101295265], [-1.5330178633560576, -0.8864885138046426], [-1.5502877400313089, -0.8560076137080267], [-1.5665366725590326, -0.8256638648710223], [-1.5820800503879802, -0.7956314344658868], [-1.5966778808793027, -0.7657924552372786], [-1.6105446855886814, -0.7362633592979708], [-1.6236388559197867, -0.7070159177894005], [-1.635864260639758, -0.6780219239540357], [-1.6475065322704012, -0.6494022806641833], [-1.6583029570953574, -0.6210568310072689], [-1.668684759825312, -0.593149160659316], [-1.6780866902642144, -0.5654722068110084], [-1.687078019137341, -0.5382321935314658], [-1.695395642528446, -0.5113346648100368], [-1.7031818382051969, -0.4848286046287117], [-1.710403442683484, -0.4587017011176775], [-1.7171311341926776, -0.4329725500296484], [-1.7234428793101668, -0.4076587319745297], [-1.7291397139794005, -0.3822048039141698], [-1.7346487318893442, -0.35620363997189675], [-1.7398928098187285, -0.3296364728063194], [-1.7448010735732096, -0.30248872494970613], [-1.7494080518136588, -0.2747644878744563], [-1.7535686339102123, -0.2464447616132641], [-1.7575539032044094, -0.21756229315446246], [-1.7607712863923135, -0.18804812997450018], [-1.7638177837177962, -0.1579701794660495], [-1.7662289040613095, -0.12728135880581332], [-1.7682926204975384, -0.09601068380155348], [-1.7696862896627827, -0.06413835643296212], [-1.7705515997226315, -0.031683345016901454], [-1.7708772973530578, 0.00136241427221373], [-1.7704635132476876, 0.03498941282913237], [-1.7695634881937077, 0.06919619923726117], [-1.7678028912343542, 0.10396596548337439], [-1.765311258652845, 0.1392889953739022], [-1.7621753838272292, 0.17517344456714223], [-1.75811436960036, 0.21158256589857188], [-1.7533179884013468, 0.2485236759938207], [-1.7477067825281316, 0.2859844969899768], [-1.7409664016583108, 0.32390036190428617], [-1.7333663504360182, 0.3622983695296679], [-1.7248874098368332, 0.4011700149753565], [-1.7152738836465402, 0.44044318658826426], [-1.7044882312661325, 0.4800813387374759], [-1.6927213973982447, 0.5201233902660898], [-1.679847921163346, 0.5605192511221146], [-1.6657461253061367, 0.6012066625567591], [-1.6502964695564475, 0.6421119170357528], [-1.633671097472051, 0.6832792981782325], [-1.6157958655374927, 0.7246584960552521], [-1.596589991554539, 0.7661879503067077], [-1.575981841027727, 0.8078017807342254], [-1.5538523650919351, 0.8494004206067297], [-1.5303258355340117, 0.8910156077467183], [-1.5053568773607218, 0.9325876448534376], [-1.4789037525616506, 0.9740535793439882], [-1.4509288078275804, 1.0153477028301956], [-1.4213892092645688, 1.0563953544515092], [-1.3901795168458146, 1.0970684518398788], [-1.3573653950569062, 1.1373585203316015], [-1.3229288819213685, 1.1771937220981405], [-1.2868526117788759, 1.2164977153140402], [-1.2491227845454396, 1.2551918936232354], [-1.2097286255463113, 1.2931947032606261], [-1.1686669148583797, 1.3304266743061022], [-1.1259434701170834, 1.3668128731742286], [-1.081563642779538, 1.4022718480106224], [-1.035474405176386, 1.4366355996601599], [-0.9877031902408556, 1.4698313872046658], [-0.9383106149410056, 1.5018315930048902], [-0.8873580387108135, 1.532609663587102], [-0.8347328501043085, 1.561831534445639], [-0.7805471607195782, 1.5895472715145387], [-0.7248749055025739, 1.6157222628845804], [-0.6676798041061681, 1.6400971916744196], [-0.6090893526952202, 1.6627569797823758], [-0.5491221258371094, 1.6835207527280363], [-0.48784806475594106, 1.7023201307892721], [-0.42534371525761294, 1.7191229429683268], [-0.3616235255744192, 1.7335714171152568], [-0.2968210356952282, 1.7458129182945503], [-0.23100823103228876, 1.7556496149629068], [-0.16429623539041824, 1.76317317139939], [-0.09677316229446692, 1.7683041578376455], [-0.028528739518833945, 1.7706233608214745], [0.04031354525470876, 1.7703862699120836], [0.10963624524680526, 1.7673996319702494], [0.1793288825430157, 1.7617515037739617], [0.24926177004274613, 1.7532597559338308], [0.3192819661198073, 1.7418094497325467], [0.3892824527339545, 1.7275081940360073], [0.4591309740055716, 1.7103435300268401], [0.5286311485687591, 1.6900734083864517], [0.5976969710174163, 1.6669105994548479], [0.6661541277316205, 1.6407585211467097], [0.7338635384829998, 1.611641848521357], [0.8006349591838435, 1.5794950161315984], [0.8663588459379657, 1.5444237065576658], [0.9309095537037391, 1.5065012123020527], [0.9939861482510053, 1.4655207153028016], [1.0556158497938992, 1.421810872931369], [1.1155833245685784, 1.3753274033893563], [1.1736625188429306, 1.3260361642090335], [1.2298136064840985, 1.274146244476721], [1.2838178905260618, 1.2196566468314518], [1.3355871154804269, 1.1627127015148124], [1.3850231870234488, 1.1034380645941164], [1.4319575041705137, 1.0419023263043095], [1.4761626705156436, 0.9781496261271257], [1.517726923310345, 0.9124570716328788], [1.5562814242578218, 0.844781674377632], [1.5919784110958113, 0.7754162496916028], [1.6247080832909662, 0.704479853781934], [1.6544963981396088, 0.6321304918482314], [1.6797145391860957, 0.5581715753638994], [1.7030674812429574, 0.4834469469528144], [1.7234428793101668, 0.4076587319745297]], [[1.7730890674207627, 0.41874094889781094], [1.7872161914109823, 0.34200698277462244], [1.7981843485207483, 0.2650574705909736], [1.8070563736248977, 0.18790347021995749], [1.8111740438344308, 0.11006205019665716], [1.8120430303437585, 0.03205721148412083], [1.8095719302218742, -0.04593487372621563], [1.8038014179112907, -0.12377489260000729], [1.7944307339989964, -0.2012603429228001], [1.781953094220703, -0.27826959166549453], [1.7660425815262288, -0.3545857550389457], [1.746928649472539, -0.4300594571948895], [1.7247491634066467, -0.5045582860760491], [1.6994242961142585, -0.5778753565093997], [1.6711364490335199, -0.6498885711534894], [1.6399259245159974, -0.7204288473247211], [1.6058757929898482, -0.7893487611412425], [1.5692527519534514, -0.8565977692878994], [1.5298564977046403, -0.9218814081589946], [1.488034575825735, -0.9852205861274178], [1.4438865760622537, -1.0465013726856347], [1.3973994131094503, -1.105517200312982], [1.3488375081112536, -1.1622861747782078], [1.2982787994049092, -1.216685631567128], [1.245871401637984, -1.2686558850606358], [1.1916633937465453, -1.3180429483546523], [1.1360000829110375, -1.3650333386024833], [1.0786809984786192, -1.4093501490594178], [1.0192754589397182, -1.4511390927022714], [0.9587554643335934, -1.4903265301412871], [0.8973062441117021, -1.5269797833699015], [0.8348152046387574, -1.5606396865774452], [0.7716433871725278, -1.5916962655764944], [0.7079042121098076, -1.6201348952051433], [0.6436816486439043, -1.6458564316008317], [0.5791547907918251, -1.6690060137343954], [0.5143432180659402, -1.6893008480570353], [0.4494844837449321, -1.7071098305952348], [0.3846893204258869, -1.7224844024174037], [0.32004336769810576, -1.7353755577805356], [0.25566908385470266, -1.7458829838575496], [0.19164589053137837, -1.7539051631673532], [0.12810656879999005, -1.7597137224694979], [0.06512123060886837, -1.7631947687317484], [0.0027988161514365117, -1.7646243256152754], [-0.058788804585967525, -1.7639457014245272], [-0.11957823125936107, -1.7612741355277786], [-0.17948313397046406, -1.756589762447456], [-0.23844894396823818, -1.7500435213148307], [-0.2964388107267879, -1.741716983954894], [-0.3533661042220479, -1.7315570426908173], [-0.40919279695700644, -1.7196351265056433], [-0.4638877022926702, -1.7060609371256932], [-0.5174146252959603, -1.690921093054853], [-0.5697405215768765, -1.674267871675718], [-0.6208275918700024, -1.6562236944202324], [-0.6706578526029281, -1.6368406232628387], [-0.7192099438197663, -1.616203172278688], [-0.7664616151975329, -1.5944098353925444], [-0.8123883721110486, -1.5714968442211368], [-0.85700336058318, -1.5475722977749462], [-0.9003002699797324, -1.522725875373591], [-0.9422825577076731, -1.497021333757281], [-0.9829508506086091, -1.4705407405293731], [-1.0224320011685322, -1.4428126080416588], [-1.0604870855534887, -1.4143318929376574], [-1.0972250362009424, -1.3853065904305977], [-1.1325683895074123, -1.3558029031074232], [-1.1666459586327698, -1.3259172284199103], [-1.1995065415805102, -1.2957025155908142], [-1.2309994772309458, -1.2650270465438562], [-1.261269378305649, -1.2340926640005374], [-1.2903937479247658, -1.2030053734535715], [-1.3184165701397825, -1.1718225191974414], [-1.3451628896313532, -1.1404049821000652], [-1.3707306764396825, -1.1088754582129348], [-1.3952885907154997, -1.077391821432097], [-1.4187967772959387, -1.0459294338245257], [-1.4410891192318833, -1.014388559929239], [-1.4624303777404029, -0.9829786352529104], [-1.482987411550316, -0.951741531711419], [-1.5024477131186713, -0.920568071061854], [-1.5210507245509508, -0.8896269225324431], [-1.5386106201966325, -0.8588219104928545], [-1.555046773207046, -0.8281339057969627], [-1.5707689496794248, -0.7977605390034521], [-1.5855345854952723, -0.7675826656520172], [-1.5995606602481836, -0.7377180710913489], [-1.612805138331831, -0.7081382434125558], [-1.6251708174937947, -0.678814676856655], [-1.6369465431373293, -0.6498696176170324], [-1.6478666467811072, -0.6212017956637496], [-1.658367197980165, -0.5929766452868612], [-1.667876622435021, -0.5649848380906624], [-1.6769705840202243, -0.5374349324075693], [-1.685375689403076, -0.5102296980174302], [-1.6932376743109252, -0.4834190993433679], [-1.7005498839313544, -0.45699703013273274], [-1.707365099491961, -0.43097785424454405], [-1.7137528443014274, -0.40536667609506083], [-1.7195091955590662, -0.3796325421444253], [-1.7250667196267597, -0.35333232084039357], [-1.7303425688689784, -0.3264564071270474], [-1.7352947422714762, -0.29899704698189544], [-1.7399981662310822, -0.27096782123678553], [-1.7442171092467689, -0.24232845130616204], [-1.7482473842282624, -0.21311718926538442], [-1.7515008854410143, -0.18326694731693507], [-1.7545813354254753, -0.15284646855207204], [-1.757018995925086, -0.12180816816060758], [-1.759105095625781, -0.0901814183169668], [-1.7605133840880007, -0.05794615612604187], [-1.7613871278832838, -0.025121588052763544], [-1.761714943922007, 0.008300432862612173], [-1.7612946945658081, 0.04231028106162876], [-1.7603824083999766, 0.07690644443105754], [-1.7585995492317419, 0.11207193443300795], [-1.7560770634928284, 0.14779690107543314], [-1.7529026335407052, 0.18408956071459337], [-1.7487922494241337, 0.22091279186819057], [-1.7439376232169812, 0.2582739558482522], [-1.738162362241564, 0.2961833394532458], [-1.7311431944569933, 0.3345768549783725], [-1.723224122477986, 0.3734649054537865], [-1.7143888194577603, 0.4128381248173027], [-1.704432487071359, 0.4526108892700236], [-1.6935107246167012, 0.492700412742578], [-1.6816030104094535, 0.5331965450976948], [-1.6685875280703883, 0.5740474096078523], [-1.6543472893619504, 0.6151886361150227], [-1.6387647692122556, 0.656544786435946], [-1.6220083212051946, 0.6981620945937257], [-1.6040035810744806, 0.7399893333541449], [-1.5846746081790868, 0.7819630488248315], [-1.563951625652469, 0.8240158898751407], [-1.541718998873854, 0.8660461136546274], [-1.5180975774872747, 0.908086872508264], [-1.49304121203159, 0.9500777324554781], [-1.4663181812419697, 0.9919999767394422], [-1.4380174486393427, 1.0337570322350937], [-1.4081335886889494, 1.075262075731283], [-1.3764055075713346, 1.1157325399099616], [-1.3430474252397517, 1.15578464322621], [-1.308034606530761, 1.195317907664671], [-1.2713582079876773, 1.2342918759820525], [-1.232999973344811, 1.272608796568095], [-1.192953046313488, 1.3102031547657673], [-1.151214045067018, 1.34699395849444], [-1.1077925980942513, 1.382921129461803], [-1.0626945766306801, 1.4179041246790483], [-1.0158735128686764, 1.4518031638654307], [-0.9673531385247406, 1.4845276251892896], [-0.9171976008620732, 1.5160615201287722], [-0.8654633595473584, 1.5463542732091051], [-0.8120443190473683, 1.5751008356311493], [-0.7570496014628588, 1.6023337991083486], [-0.7005550499833177, 1.6280226581254515], [-0.6425281115401098, 1.651922592001827], [-0.5830892896792071, 1.6740837875463193], [-0.5222607255872418, 1.6943374685406751], [-0.4601143203672348, 1.7126194233813758], [-0.39672753989214044, 1.7288973177198852], [-0.3321195635884494, 1.7428287137278173], [-0.266427129796489, 1.754569825708608], [-0.1997184543021019, 1.7639012118012147], [-0.13210966868321017, 1.7709315467157285], [-0.06369014610976775, 1.775581690897714], [0.005449752814656428, 1.7774262075927798], [0.07518280302819169, 1.7767334920179818], [0.14539133664360487, 1.7733036004737353], [0.21577604120890842, 1.7671897680701611], [0.28590991414758576, 1.7581502124547577], [0.3561178989088683, 1.746195080726934], [0.42629473450805544, 1.7314156903822489], [0.49631063107442125, 1.713802073831379], [0.5659748047717632, 1.6931502631086328], [0.6352027134316058, 1.669658212068234], [0.7038237751484925, 1.64322348312756], [0.7717024274765629, 1.613887029084097], [0.8386530924753159, 1.5815790072738136], [0.9045690054605176, 1.546404063264614], [0.9693277506815573, 1.5084411263943194], [1.032635239402952, 1.4674836996462859], [1.0945190193658934, 1.423860260053432], [1.154769003207603, 1.377533183769305], [1.2131647580691123, 1.3284687873300531], [1.2696681338219433, 1.2768741610808987], [1.3240646243212928, 1.2227294119414045], [1.3762697698882103, 1.1662062254820897], [1.4261878420422611, 1.1074153096365658], [1.4736568615444663, 1.046449489742336], [1.518452674183032, 0.9833211133383875], [1.5606637412698054, 0.9183241232621386], [1.5999294185300064, 0.8514087506753731], [1.6363995937481697, 0.7828740901244902], [1.669968004724515, 0.7128387563028618], [1.7006573170337131, 0.6414283408997473], [1.7268745098780482, 0.5684749145992383], [1.751267540316495, 0.4948249186107452], [1.772797790566096, 0.4199723686656469]], [[2.006605436430697, 0.4674613228498509], [1.9993756097752753, 0.40803456931100845], [1.9895278040656186, 0.35025648101673157], [1.978299518325273, 0.29189751375615736], [1.9639523725491799, 0.23193445843007768], [1.9476918330797057, 0.17056509410032267], [1.9293799777148024, 0.10831778073281417], [1.9091318372361163, 0.04516050855837761], [1.8868274366779452, -0.018846115447667622], [1.8628098266457451, -0.08350806234238822], [1.8369444723725545, -0.14880117161063156], [1.809328249744154, -0.21443734777703566], [1.780122676070921, -0.28040600775911434], [1.7492052446346764, -0.3464218097409478], [1.7166140510540615, -0.41224646552378696], [1.6823570721638845, -0.4777287279468148], [1.6463925650776134, -0.5426165608347775], [1.6088052010295903, -0.6067224546881126], [1.569416420357238, -0.6697985393637719], [1.5283983264164724, -0.7317587775718796], [1.4858083067318797, -0.7925265476094208], [1.4414354107645222, -0.8516547513323807], [1.3955050181504691, -0.9092306779189413], [1.3480141321174748, -0.965084247453511], [1.2989260455221099, -1.018983094985051], [1.2483484754425789, -1.0709280672948887], [1.196523659196819, -1.1210551285848294], [1.1422676556155817, -1.1693188338916556], [1.08045106685674, -1.2167112249509853], [1.0175755879478154, -1.2618783030289693], [0.9537918269572359, -1.3047687260573906], [0.8889745633767965, -1.3448813864188438], [0.8234715161817412, -1.3825480169137219], [0.7574416503531933, -1.4179063994199268], [0.6909196589251487, -1.4506724850653474], [0.6241017784286417, -1.4810344037136318], [0.5570100928396258, -1.5087080373721435], [0.4899251510384092, -1.5342110357063683], [0.4229847339948744, -1.557683388722184], [0.35630587601886915, -1.5791897191062718], [0.2899806421885015, -1.5986904645706645], [0.2241476933901233, -1.6163046643460282], [0.1589135588921666, -1.6321737082098897], [0.09430556893770786, -1.645984285664949], [0.030551186628355265, -1.658473310868987], [-0.032350446326762594, -1.6692551757997014], [-0.0944166066773574, -1.6780733501359604], [-0.15548121546515425, -1.6852066366253242], [-0.21552004779703327, -1.6906454232700214], [-0.27461205148912443, -1.693949304424137], [-0.33261863788215273, -1.6952446685064761], [-0.389566912393203, -1.6942958089645048], [-0.44545552830850277, -1.6910602777880264], [-0.5002489619012063, -1.685602644147605], [-0.5539456358051429, -1.6778201448166667], [-0.6064242461591441, -1.6681849316530257], [-0.6577205524310966, -1.6565065921594964], [-0.7078005958783634, -1.6429130860180625], [-0.7565959419109869, -1.6277012098757064], [-0.8041049646486318, -1.6107955177229973], [-0.8503445904982385, -1.5922891532528214], [-0.8952780455505402, -1.5724029550399887], [-0.9389287117279188, -1.5511127363170494], [-0.9812742788735345, -1.5286017975587596], [-1.0233923735450976, -1.500379681389353], [-1.0640084524826452, -1.4712887531595513], [-1.1032347007321395, -1.4415556306442052], [-1.1398754567923204, -1.4110030793145913], [-1.174987460223379, -1.3799228174045373], [-1.2089742730518869, -1.348487130045723], [-1.2417455154646804, -1.3165743658030538], [-1.273376547082101, -1.284379870361512], [-1.3038918915030773, -1.2519889015025727], [-1.3333407002337667, -1.219477193027898], [-1.36162449514935, -1.186729317886458], [-1.3888113968782323, -1.1538625729484484], [-1.4149738584396603, -1.121016025414196], [-1.4401127375070453, -1.0881786956812953], [-1.4641332303898849, -1.0552726484731871], [-1.487199802663137, -1.0224890514716192], [-1.5107541725669964, -0.9901711264220749], [-1.5334000791011975, -0.9579571728731588], [-1.5547964030497823, -0.9258816164795349], [-1.5743987425952621, -0.8937610898353604], [-1.5920710448305317, -0.8615685342070932], [-1.6089358892595989, -0.8296763367303577], [-1.6247594589609742, -0.7979678543804261], [-1.6397718807020687, -0.7665707600174048], [-1.653935273883163, -0.7354603563811297], [-1.667150480690577, -0.7046096137513226], [-1.6797155893980258, -0.6741426649160929], [-1.691355995374772, -0.6439566733292164], [-1.7025206990013912, -0.6142235356240404], [-1.7126253941871952, -0.5847362508256061], [-1.7222639699123412, -0.5557125953308835], [-1.731111738728522, -0.5270453318701231], [-1.7393387248115175, -0.49878939797882965], [-1.7471739518158704, -0.4709922980685228], [-1.7544769344936746, -0.44362014222453744], [-1.76124318086482, -0.41659991777477656], [-1.7672533042875473, -0.3895559510043144], [-1.7729515290899298, -0.3618231979120683], [-1.7782091540808846, -0.33344896196452156], [-1.7832391554688958, -0.30448175039443137], [-1.7885199242167553, -0.27502755872032675], [-1.7930314979650335, -0.24485898316720567], [-1.7972212663110714, -0.21405051927304763], [-1.80057074636267, -0.18255536764764288], [-1.803702144407116, -0.15045403242983063], [-1.8061273802684712, -0.11770130490285208], [-1.8081498366650444, -0.08433161990413834], [-1.8094366776596458, -0.05031885695854493], [-1.8101334840864756, -0.0156862370369808], [-1.8102282837506074, 0.01957356221564699], [-1.8095093043237758, 0.05544903738167023], [-1.8082325034536169, 0.09193261965819244], [-1.8060076007805383, 0.1290075923691844], [-1.8029635642582544, 0.1666604235832811], [-1.799179190405341, 0.20489524606084325], [-1.7943680055274767, 0.2436788850650517], [-1.7887018460118516, 0.28301358911805446], [-1.781256712744845, 0.32308335578887665], [-1.7716368667010174, 0.363840780195752], [-1.7606046870782677, 0.4051871600459674], [-1.7485045126077374, 0.44702333700026003], [-1.735678956998196, 0.4891319740130999], [-1.7234770646991528, 0.5311402994666967], [-1.7102624401961681, 0.5735184963615501], [-1.695953285512746, 0.616198667789255], [-1.68048433418745, 0.6591040961788935], [-1.6637598284956223, 0.7021362035077527], [-1.6459069694828268, 0.7453667756650023], [-1.626846521557894, 0.7887155344450618], [-1.606558150899505, 0.83212453090907], [-1.5849908079367716, 0.8755059213561198], [-1.5620694928036807, 0.9187528118170933], [-1.5378744001769622, 0.9618991857047361], [-1.5123502124759325, 1.0048665356941353], [-1.4834725514868288, 1.0480737394279058], [-1.4525470011369905, 1.091123396125913], [-1.4199320332836731, 1.1338331494871343], [-1.384193750705951, 1.1704720767483954], [-1.3466708029416903, 1.2063826238865083], [-1.3072823156109898, 1.2412206693156738], [-1.2660958366026829, 1.2752526939746676], [-1.2230572539055593, 1.3082183783446992], [-1.178197640112328, 1.3401943757309467], [-1.1315127521353479, 1.371081190718734], [-1.0830501649345714, 1.400956793531258], [-1.0328216246490014, 1.4297462111444441], [-0.98084750994208, 1.4575739287995204], [-0.9271212127681926, 1.4841999438529623], [-0.8717374370940132, 1.5097142516887105], [-0.8147084232316322, 1.5338576015326653], [-0.7559981792624337, 1.5566086431629538], [-0.6956841409621856, 1.5778429945197474], [-0.6338559476135739, 1.597569534217747], [-0.570520021578669, 1.6156954252091658], [-0.5057278404590612, 1.6319552189644624], [-0.43953351525969275, 1.646298150966998], [-0.3720226136400973, 1.658702716218903], [-0.30327653763272666, 1.669134247889576], [-0.23335621234332385, 1.6774188808018589], [-0.16241674858107583, 1.6837789301286208], [-0.0904890889209854, 1.6878172686526691], [-0.0177244311035763, 1.689790478037703], [0.05578345411428548, 1.689629208187595], [0.1299462928600379, 1.6868833966966983], [0.20461445198998995, 1.6819208182216165], [0.2796792432075033, 1.6744983801617253], [0.3534234597005695, 1.664413493867358], [0.42318782548492245, 1.651010849138851], [0.49291203856886473, 1.6352788125896365], [0.5625162611722669, 1.6171499723174865], [0.6319008679777642, 1.5966388113735654], [0.7009319021404514, 1.573921091760748], [0.7695465284960298, 1.5490420136519822], [0.8376212747037116, 1.5218536977044874], [0.9050594068497404, 1.492550997699021], [0.9717325847552445, 1.4610328191700508], [1.0375677140891986, 1.427388967292077], [1.1024802285104964, 1.3917489062688166], [1.1662616434419377, 1.3539274238521992], [1.2289407664560186, 1.314230414022497], [1.2903712072292122, 1.2726899266208382], [1.350402101526382, 1.2292827497111247], [1.4090147856926245, 1.1841849776993818], [1.4660537616726832, 1.1371946537649165], [1.521472833545159, 1.0887313588688183], [1.5752085538159135, 1.0387739558196367], [1.6271714832083812, 0.9876441368058544], [1.6771904942750235, 0.9350395002777618], [1.7253479821372861, 0.8814034987759831], [1.7713904276800694, 0.8266246531684511], [1.8154341273799437, 0.7710446095609749], [1.8574163249868652, 0.7147718332875503], [1.8973303060086497, 0.6575922811593519], [1.9340457419539165, 0.5996177854754231], [1.9694830577395703, 0.5415874705012755], [2.003443105236369, 0.4808305867743307]], [[2.2293802864721926, 0.5140164989994356], [2.189977292310075, 0.4814310169087555], [2.1488166630573327, 0.45138983712779673], [2.1073167362002456, 0.4196293448994802], [2.065014156726366, 0.38494097516205805], [2.022623582796229, 0.3473016468308213], [1.979990425856631, 0.3075780089144441], [1.9372892572256513, 0.2655951397061558], [1.8946077734287166, 0.2212515413000419], [1.8520636127531023, 0.17484490859632532], [1.809711378349466, 0.1262118944737774], [1.7674822664459418, 0.075785788035523], [1.7254992338698105, 0.02347998207627444], [1.6835950402745017, -0.030343673352623446], [1.6416337088754827, -0.085311739782302], [1.5995685441118739, -0.14128661023593314], [1.5572260618455611, -0.19790560848026484], [1.5144944341015065, -0.25483344736212055], [1.4712321792083838, -0.3118912611376891], [1.4274109556802628, -0.36886826223380953], [1.3830211278585225, -0.4257134666053454], [1.3377295482393052, -0.4817908817350251], [1.2916713258571584, -0.5372273489295274], [1.2447770832906035, -0.5918235664314312], [1.1968602109792223, -0.6451872321506068], [1.1480535913714518, -0.6974736293106387], [1.0984570656233057, -0.7487209408467019], [1.0469227710230875, -0.798915591553401], [0.9884149696544292, -0.8487999906751671], [0.9290943992741083, -0.8970885187941393], [0.8690087972322256, -0.9436116465017081], [0.8080392703179592, -0.9879267049614698], [0.7464191055678883, -1.0302274218043885], [0.6843352676022504, -1.070771733219299], [0.6217356898105503, -1.1091374884534084], [0.5587974122875261, -1.1455110696780473], [0.495539193262497, -1.179660419674498], [0.4322218805664019, -1.2121061425052693], [0.36898486132404096, -1.2430263787580589], [0.305945309198296, -1.2725449540952123], [0.24314077599145908, -1.300478295947124], [0.18073747579001598, -1.3270849217530813], [0.11879623159182068, -1.3523276967308733], [0.05729616283334915, -1.375745470191199], [-0.003464312709899331, -1.3982770985567183], [-0.0635509115063691, -1.4192890153493836], [-0.12302890698554741, -1.4382486730154231], [-0.18169073007035813, -1.4555774777754484], [-0.23951608614760733, -1.4711465294620099], [-0.29663757620446324, -1.484181726171782], [-0.3528809073130278, -1.4949313812954683], [-0.4082788523361319, -1.5030434419118743], [-0.4628241702320249, -1.5084010207251448], [-0.5164606886081059, -1.5111066947514606], [-0.5691804174483244, -1.5110262597267277], [-0.6208200531956138, -1.5088181969720642], [-0.6714209591434777, -1.5042203088297363], [-0.7209341207217028, -1.4973857939048014], [-0.7692701685690095, -1.4887315532936969], [-0.8164278665362381, -1.4781394583698124], [-0.8624139113222132, -1.4656984190663103], [-0.9071775197474672, -1.4516888959173013], [-0.9507393167570127, -1.4360535146280013], [-0.9930670357873402, -1.4190173081840032], [-1.0351911170865933, -1.396274513729048], [-1.075888689075393, -1.3725170944162057], [-1.1152599801733007, -1.3479201890099348], [-1.1514111975436603, -1.3221866389651837], [-1.185948211331755, -1.2956423880927626], [-1.2194802613218223, -1.2686183638729978], [-1.2519715105325158, -1.2410181903021935], [-1.2834357547944604, -1.2130088649213497], [-1.313856470263558, -1.18461497607727], [-1.3432801722956522, -1.1559594482115931], [-1.3716733376403607, -1.126986400681947], [-1.3990791318847482, -1.0977903232420623], [-1.425483890434565, -1.0684662054711425], [-1.4509229453075112, -1.039034048087586], [-1.4753640769109717, -1.0094625104745256], [-1.4988802750610004, -0.9799019614033133], [-1.522831916502168, -0.950672198135178], [-1.5469052603824087, -0.921694455914206], [-1.5693432991597382, -0.8926429721991211], [-1.5896254660765214, -0.8633464325842639], [-1.6078527742051472, -0.8338520318471052], [-1.6251087774312745, -0.8045161764064271], [-1.6412541510455476, -0.7752641790883672], [-1.6564989535596126, -0.7462243166444773], [-1.6708319027744845, -0.7173945569763778], [-1.6841740173488096, -0.6887606533157793], [-1.6967664145772836, -0.660418466839091], [-1.7083794274212287, -0.6322890290556826], [-1.7193693873885776, -0.6045157693445323], [-1.7292957980111026, -0.5769694145385222], [-1.738653078946059, -0.5498424724761761], [-1.7472297284475904, -0.5230740756470659], [-1.7551869273263216, -0.49671060089138724], [-1.7628466029443497, -0.4708150785355948], [-1.7698709255629534, -0.44529845990482486], [-1.7762354035598622, -0.42014613944925816], [-1.781780882308289, -0.39485396803042283], [-1.7868754047906674, -0.36890532466688347], [-1.7913704150975922, -0.3423051066623126], [-1.7956159903406392, -0.3151201334439987], [-1.8004037432944084, -0.28751973623136545], [-1.8044397609186793, -0.2592015110580886], [-1.8080197697588993, -0.23021830332840648], [-1.810719794539757, -0.20054385153729232], [-1.8130177585935652, -0.17027599136691762], [-1.814503348156567, -0.13939434092165925], [-1.815439940964733, -0.10794254238132056], [-1.8155830697562114, -0.07588343696167271], [-1.8150398273862558, -0.04324873243668781], [-1.813802284462113, -0.010037209257255542], [-1.8116821364930458, 0.023733416321827516], [-1.8088558277785471, 0.058035140057420886], [-1.8050045726156239, 0.09285316429728185], [-1.8002125205145734, 0.12816368195432087], [-1.7945024446455418, 0.16395241779644137], [-1.7876702903892416, 0.20020936850705817], [-1.779765202738603, 0.23691369391494232], [-1.7698494695909623, 0.27424969001168586], [-1.757524206420528, 0.31220746706894914], [-1.743060681793255, 0.3507403724852066], [-1.727862285449178, 0.38948784449227397], [-1.7127695977565514, 0.4281426617067993], [-1.6982352297071426, 0.46652956226851894], [-1.6826318624505132, 0.5050848190015469], [-1.6659173921734933, 0.5437300526333846], [-1.6480820452741158, 0.5824019111358013], [-1.6290477257961904, 0.6209645722603706], [-1.6089041084842788, 0.6595245635852959], [-1.587555436291892, 0.6979217263189265], [-1.5650495952051913, 0.7361679785193828], [-1.5413507662947303, 0.7741440877483602], [-1.5164325644048584, 0.8117787784869449], [-1.4903279917234906, 0.8490731432103095], [-1.462964985366367, 0.8858963384049532], [-1.431275693294434, 0.9229846840047556], [-1.3973333676164725, 0.9597328275200464], [-1.3617432428957803, 0.9959556875464174], [-1.3231323620621505, 1.0261215498793572], [-1.2827984090104154, 1.0553880663449666], [-1.2406435914375549, 1.0833233639762478], [-1.196776402222437, 1.1103024374264885], [-1.15113561174703, 1.136006432590193], [-1.1037823438575345, 1.1605806094250168], [-1.0547094048419074, 1.1838871447091124], [-1.003999337676877, 1.2060967597528753], [-0.9516676995580278, 1.2271173932213644], [-0.8977962819937491, 1.2472476296879595], [-0.842371987239162, 1.266205681588597], [-0.7855022678363759, 1.284142185148299], [-0.7271769097699922, 1.3007148648424993], [-0.6674308771400606, 1.3161166789925212], [-0.606311483580125, 1.3301463509498077], [-0.5439053797891994, 1.3428409144144176], [-0.4802555319476812, 1.354252116045962], [-0.4153612967838152, 1.3639491859998278], [-0.349292030771 | 3D array of the dimensional x and y airfoil coordinates of the airfoils interpolated along span for n_span stations. The origin is placed at the pitch axis.
blade.compute_coord_xy_dim.wetted_area | output | m**2 | 74.8348 | The wetted (painted) surface area of the blade
blade.compute_coord_xy_dim.projected_area | output | m**2 | 77.5204 | The projected surface area of the blade
blade.compute_reynolds.Re | output |  | [6010394.41153282, 6163904.852834364, 6821050.919084029, 7493688.755266867, 8320916.1578824865, 9077947.936496092, 9673673.796461644, 10218739.846667593, 10544547.530713601, 10836919.180548104, 11158664.068204012, 11452435.482037155, 11702924.048143769, 11917954.333566308, 12091308.983279506, 12249030.007937202, 12390546.676595276, 12498277.48926502, 12570834.993128845, 12607560.41109397, 12607167.631954541, 12568562.464516476, 12490809.763952602, 12373106.185188843, 12214760.757057725, 12037350.835734226, 11753584.68535571, 11200241.512495942, 8383600.816676146, 8049391.922532708]
blade.fatigue.sparU_sigma_ult | output | Pa | 2236000000
blade.fatigue.sparU_wohlerA | output | Pa | 2236000000
blade.fatigue.sparU_wohlerexp | output |  | 16.1
blade.fatigue.sparL_sigma_ult | output | Pa | 2236000000
blade.fatigue.sparL_wohlerA | output | Pa | 2236000000
blade.fatigue.sparL_wohlerexp | output |  | 16.1
blade.fatigue.teU_sigma_ult | output | Pa | 1060000000
blade.fatigue.teU_wohlerA | output | Pa | 1060000000
blade.fatigue.teU_wohlerexp | output |  | 10
blade.fatigue.teL_sigma_ult | output | Pa | 1060000000
blade.fatigue.teL_wohlerA | output | Pa | 1060000000
blade.fatigue.teL_wohlerexp | output |  | 10
blade.high_level_blade_props.rotor_diameter | output | m | 126 | Diameter of the rotor used in WISDEM. It is defined as two times the blade length plus the hub diameter.
blade.high_level_blade_props.r_blade | output | m | [1.5, 3.620689655172414, 5.741379310344827, 7.862068965517241, 9.982758620689655, 12.10344827586207, 14.224137931034482, 16.344827586206897, 18.46551724137931, 20.586206896551726, 22.70689655172414, 24.827586206896548, 26.948275862068964, 29.06896551724138, 31.189655172413794, 33.310344827586206, 35.43103448275861, 37.551724137931025, 39.672413793103445, 41.793103448275865, 43.91379310344828, 46.03448275862069, 48.1551724137931, 50.27586206896552, 52.39655172413793, 54.51724137931034, 56.63793103448276, 58.75862068965517, 60.87931034482758, 63.0] | 1D array of the dimensional spanwise grid defined along the rotor (hub radius to blade tip projected on the plane)
blade.high_level_blade_props.rotor_radius | output | m | 63 | Scalar of the rotor radius, defined ignoring prebend and sweep curvatures, and cone and uptilt angles.
blade.high_level_blade_props.blade_ref_axis | output | m | [[0.0, 0.0, 0.0], [0.0, 0.0, 2.120689655172414], [0.0, 0.0, 4.241379310344827], [0.0, 0.0, 6.362068965517241], [0.0, 0.0, 8.482758620689655], [0.0, 0.0, 10.60344827586207], [0.0, 0.0, 12.724137931034482], [0.0, 0.0, 14.844827586206895], [0.0, 0.0, 16.96551724137931], [0.0, 0.0, 19.086206896551726], [0.0, 0.0, 21.20689655172414], [0.0, 0.0, 23.327586206896548], [0.0, 0.0, 25.448275862068964], [0.0, 0.0, 27.56896551724138], [0.0, 0.0, 29.689655172413794], [0.0, 0.0, 31.810344827586206], [0.0, 0.0, 33.93103448275861], [0.0, 0.0, 36.051724137931025], [0.0, 0.0, 38.172413793103445], [0.0, 0.0, 40.293103448275865], [0.0, 0.0, 42.41379310344828], [0.0, 0.0, 44.53448275862069], [0.0, 0.0, 46.6551724137931], [0.0, 0.0, 48.77586206896552], [0.0, 0.0, 50.89655172413793], [0.0, 0.0, 53.01724137931034], [0.0, 0.0, 55.13793103448276], [0.0, 0.0, 57.25862068965517], [0.0, 0.0, 59.37931034482758], [0.0, 0.0, 61.5]] | 2D array of the coordinates (x,y,z) of the blade reference axis scaled based on rotor diameter, defined along blade span. The coordinate system is the one of BeamDyn: it is placed at blade root with x pointing the suction side of the blade, y pointing the trailing edge and z along the blade span. A standard configuration will have negative x values (prebend), if swept positive y values, and positive z values.
blade.high_level_blade_props.prebend | output | m | [0.0, 0.0, 0.0, 0.0, 0.0, 0.0, 0.0, 0.0, 0.0, 0.0, 0.0, 0.0, 0.0, 0.0, 0.0, 0.0, 0.0, 0.0, 0.0, 0.0, 0.0, 0.0, 0.0, 0.0, 0.0, 0.0, 0.0, 0.0, 0.0, 0.0] | Blade prebend at each section
blade.high_level_blade_props.prebendTip | output | m | 0 | Blade prebend at tip
blade.high_level_blade_props.presweep | output | m | [0.0, 0.0, 0.0, 0.0, 0.0, 0.0, 0.0, 0.0, 0.0, 0.0, 0.0, 0.0, 0.0, 0.0, 0.0, 0.0, 0.0, 0.0, 0.0, 0.0, 0.0, 0.0, 0.0, 0.0, 0.0, 0.0, 0.0, 0.0, 0.0, 0.0] | Blade presweep at each section
blade.high_level_blade_props.presweepTip | output | m | 0 | Blade presweep at tip
blade.high_level_blade_props.blade_length | output | m | 61.5 | Scalar of the 3D blade length computed along its axis, scaled based on the user defined rotor diameter.
blade.high_level_blade_props.blade_solidity | output |  | 0.01719 | Blade solidity
blade.high_level_blade_props.rotor_solidity | output |  | 0.051569 | Rotor solidity
blade.internal_structure_2d_fem.joint_position | output |  | 0 | Spanwise position of the segmentation joint.
blade.internal_structure_2d_fem.joint_mass | output | kg | 0 | Mass of the joint.
blade.internal_structure_2d_fem.joint_nonmaterial_cost | output | USD | 0 | Cost of the joint.
blade.internal_structure_2d_fem.d_f | output | m | 0.03 | Diameter of the fastener
blade.internal_structure_2d_fem.sigma_max | output | Pa | 675000000 | Max stress on bolt
blade.internal_structure_2d_fem.joint_bolt | output | n/a | M30 | Type of bolt: M30, M36, or M48
blade.internal_structure_2d_fem.reinforcement_layer_ss | output | n/a | joint_reinf_ss | Layer identifier for the reinforcement layer at the join where bolts are inserted, suction side
blade.internal_structure_2d_fem.reinforcement_layer_ps | output | n/a | joint_reinf_ps | Layer identifier for the reinforcement layer at the join where bolts are inserted, pressure side
blade.internal_structure_2d_fem.web_rotation | output | rad | [[-0.23226842, -0.23226842, -0.23226842, -0.23226842, -0.23226842, -0.23177952995161583, -0.21529632586872785, -0.19721961079680533, -0.18514807171207343, -0.17410387663620222, -0.16383607496599703, -0.15332788873648878, -0.14234850717202885, -0.13117259544518314, -0.11978974334496972, -0.10878820207054614, -0.0981606238100572, -0.08749258678908103, -0.07684918273625144, -0.0666974599028185, -0.057119320423043685, -0.04915360521180829, -0.04213652661331365, -0.03497168732047607, -0.027827774414301336, -0.02059416410129949, -0.013479022333971994, -0.006780948827297131, -0.002377764073136631, -0.00185005], [-0.23226842, -0.23226842, -0.23226842, -0.23226842, -0.23226842, -0.23177952995161583, -0.21529632586872785, -0.19721961079680533, -0.18514807171207343, -0.17410387663620222, -0.16383607496599703, -0.15332788873648878, -0.14234850717202885, -0.13117259544518314, -0.11978974334496972, -0.10878820207054614, -0.0981606238100572, -0.08749258678908103, -0.07684918273625144, -0.0666974599028185, -0.057119320423043685, -0.04915360521180829, -0.04213652661331365, -0.03497168732047607, -0.027827774414301336, -0.02059416410129949, -0.013479022333971994, -0.006780948827297131, -0.002377764073136631, -0.00185005]] | 2D array of the rotation angle of the shear webs in respect to the chord line. The first dimension represents each shear web, the second dimension represents each entry along blade span. If the rotation is equal to negative twist +- a constant, then the web is built straight.
blade.internal_structure_2d_fem.web_start_nd | output |  | [[0.24012356734999427, 0.24165048057938746, 0.23997143750608924, 0.2483763200828543, 0.27256729312672306, 0.2915565376511883, 0.29701051485838176, 0.3011964411067483, 0.3046980230040957, 0.30777638985232303, 0.3105851620073327, 0.31359715918237285, 0.31691797212372924, 0.32021570386519876, 0.3231700607408254, 0.3256796900653943, 0.32800684411994335, 0.3303999989227399, 0.3330064392628498, 0.33574007621632623, 0.3383447086441593, 0.34067265645229583, 0.34313569393719434, 0.34581954203374127, 0.3487529103848963, 0.35186693235223365, 0.35564677657630195, 0.3612249432180458, 0.38758055785893203, 0.3947015848633812], [0.1859316651811114, 0.18771588576434167, 0.1862717214692346, 0.1921604174787525, 0.2146092066001163, 0.23319253120829608, 0.23832694888421668, 0.24196542945793134, 0.2436907778538153, 0.24477594126114588, 0.24571665528589665, 0.2466601047370122, 0.24771129764591346, 0.24848024616966957, 0.24857642294914845, 0.24812282550656461, 0.24740395196904497, 0.2465363915049856, 0.2456030912607595, 0.24448191299316813, 0.24305432543113692, 0.24120538175249845, 0.2391204674327984, 0.23681720233990006, 0.23425766293523798, 0.23151417349502995, 0.2280875255025572, 0.2228181849792493, 0.19645817857409653, 0.18930149543608904]] | 2D array of the non-dimensional start point defined along the outer profile of a web. The TE suction side is 0, the TE pressure side is 1. The first dimension represents each web, the second dimension represents each entry along blade span.
blade.internal_structure_2d_fem.web_end_nd | output |  | [[0.6859448609161825, 0.6840540433771426, 0.6834721482320125, 0.6840996703326974, 0.6807679327197383, 0.6735846209719312, 0.6748253689903151, 0.675244994782647, 0.6744132776295391, 0.6734726375972709, 0.6724736426329727, 0.6710688703405401, 0.6691041212669169, 0.6669484462768119, 0.6648768634323069, 0.6629294978714443, 0.6610473293589308, 0.659133580219787, 0.6570300292066518, 0.6546918101772693, 0.6526588824352736, 0.6509933699213512, 0.6491247705795921, 0.6470435106027252, 0.6447042852665245, 0.6421858421143526, 0.6389805744545648, 0.6339183455515813, 0.60759110739381, 0.6003777382708092], [0.740138605450594, 0.7379889215587868, 0.737478876615482, 0.7417883964553016, 0.7412733783463149, 0.7348630180859897, 0.73608854019928, 0.736475284307125, 0.7371858838919231, 0.738067418588607, 0.738729872926731, 0.7391639907141918, 0.7393812826582653, 0.739696800615462, 0.7403919460749957, 0.74127974265453, 0.7423068313905443, 0.7435333079556747, 0.744889183953303, 0.7463062149966985, 0.7482306217460915, 0.7507151985785362, 0.7533713365206817, 0.7562563022498908, 0.7593878514655908, 0.7626992240646805, 0.7666807546390318, 0.7724620687116303, 0.7992133550159627, 0.8064393410349739]] | 2D array of the non-dimensional end point defined along the outer profile of a web. The TE suction side is 0, the TE pressure side is 1. The first dimension represents each web, the second dimension represents each entry along blade span.
blade.internal_structure_2d_fem.web_offset_y_pa | output | m | [[-0.3, -0.3, -0.3, -0.3, -0.3, -0.3, -0.3, -0.3, -0.3, -0.3, -0.3, -0.3, -0.3, -0.3, -0.3, -0.3, -0.3, -0.3, -0.3, -0.3, -0.3, -0.3, -0.3, -0.3, -0.3, -0.3, -0.3, -0.3, -0.3, -0.3], [0.3, 0.3, 0.3, 0.3, 0.3, 0.3, 0.3, 0.3, 0.3, 0.3, 0.3, 0.3, 0.3, 0.3, 0.3, 0.3, 0.3, 0.3, 0.3, 0.3, 0.3, 0.3, 0.3, 0.3, 0.3, 0.3, 0.3, 0.3, 0.3, 0.3]] | 2D array of the offset along the y axis to set the position of the shear webs. Positive values move the web towards the trailing edge, negative values towards the leading edge. The first dimension represents each shear web, the second dimension represents each entry along blade span.
blade.internal_structure_2d_fem.layer_rotation | output | rad | [[0.0, 0.0, 0.0, 0.0, 0.0, 0.0, 0.0, 0.0, 0.0, 0.0, 0.0, 0.0, 0.0, 0.0, 0.0, 0.0, 0.0, 0.0, 0.0, 0.0, 0.0, 0.0, 0.0, 0.0, 0.0, 0.0, 0.0, 0.0, 0.0, 0.0], [0.0, 0.0, 0.0, 0.0, 0.0, 0.0, 0.0, 0.0, 0.0, 0.0, 0.0, 0.0, 0.0, 0.0, 0.0, 0.0, 0.0, 0.0, 0.0, 0.0, 0.0, 0.0, 0.0, 0.0, 0.0, 0.0, 0.0, 0.0, 0.0, 0.0], [0.0, 0.0, 0.0, 0.0, 0.0, 0.0, 0.0, 0.0, 0.0, 0.0, 0.0, 0.0, 0.0, 0.0, 0.0, 0.0, 0.0, 0.0, 0.0, 0.0, 0.0, 0.0, 0.0, 0.0, 0.0, 0.0, 0.0, 0.0, 0.0, 0.0], [-0.23226842, -0.23226842, -0.23226842, -0.23226842, -0.23226842, -0.23177952995161583, -0.21529632586872785, -0.19721961079680533, -0.18514807171207343, -0.17410387663620222, -0.16383607496599703, -0.15332788873648878, -0.14234850717202885, -0.13117259544518314, -0.11978974334496972, -0.10878820207054614, -0.0981606238100572, -0.08749258678908103, -0.07684918273625144, -0.0666974599028185, -0.057119320423043685, -0.04915360521180829, -0.04213652661331365, -0.03497168732047607, -0.027827774414301336, -0.02059416410129949, -0.013479022333971994, -0.006780948827297131, -0.002377764073136631, -0.00185005], [-0.23226842, -0.23226842, -0.23226842, -0.23226842, -0.23226842, -0.23177952995161583, -0.21529632586872785, -0.19721961079680533, -0.18514807171207343, -0.17410387663620222, -0.16383607496599703, -0.15332788873648878, -0.14234850717202885, -0.13117259544518314, -0.11978974334496972, -0.10878820207054614, -0.0981606238100572, -0.08749258678908103, -0.07684918273625144, -0.0666974599028185, -0.057119320423043685, -0.04915360521180829, -0.04213652661331365, -0.03497168732047607, -0.027827774414301336, -0.02059416410129949, -0.013479022333971994, -0.006780948827297131, -0.002377764073136631, -0.00185005], [0.0, 0.0, 0.0, 0.0, 0.0, 0.0, 0.0, 0.0, 0.0, 0.0, 0.0, 0.0, 0.0, 0.0, 0.0, 0.0, 0.0, 0.0, 0.0, 0.0, 0.0, 0.0, 0.0, 0.0, 0.0, 0.0, 0.0, 0.0, 0.0, 0.0], [0.0, 0.0, 0.0, 0.0, 0.0, 0.0, 0.0, 0.0, 0.0, 0.0, 0.0, 0.0, 0.0, 0.0, 0.0, 0.0, 0.0, 0.0, 0.0, 0.0, 0.0, 0.0, 0.0, 0.0, 0.0, 0.0, 0.0, 0.0, 0.0, 0.0], [0.0, 0.0, 0.0, 0.0, 0.0, 0.0, 0.0, 0.0, 0.0, 0.0, 0.0, 0.0, 0.0, 0.0, 0.0, 0.0, 0.0, 0.0, 0.0, 0.0, 0.0, 0.0, 0.0, 0.0, 0.0, 0.0, 0.0, 0.0, 0.0, 0.0], [0.0, 0.0, 0.0, 0.0, 0.0, 0.0, 0.0, 0.0, 0.0, 0.0, 0.0, 0.0, 0.0, 0.0, 0.0, 0.0, 0.0, 0.0, 0.0, 0.0, 0.0, 0.0, 0.0, 0.0, 0.0, 0.0, 0.0, 0.0, 0.0, 0.0], [0.0, 0.0, 0.0, 0.0, 0.0, 0.0, 0.0, 0.0, 0.0, 0.0, 0.0, 0.0, 0.0, 0.0, 0.0, 0.0, 0.0, 0.0, 0.0, 0.0, 0.0, 0.0, 0.0, 0.0, 0.0, 0.0, 0.0, 0.0, 0.0, 0.0], [0.0, 0.0, 0.0, 0.0, 0.0, 0.0, 0.0, 0.0, 0.0, 0.0, 0.0, 0.0, 0.0, 0.0, 0.0, 0.0, 0.0, 0.0, 0.0, 0.0, 0.0, 0.0, 0.0, 0.0, 0.0, 0.0, 0.0, 0.0, 0.0, 0.0], [0.0, 0.0, 0.0, 0.0, 0.0, 0.0, 0.0, 0.0, 0.0, 0.0, 0.0, 0.0, 0.0, 0.0, 0.0, 0.0, 0.0, 0.0, 0.0, 0.0, 0.0, 0.0, 0.0, 0.0, 0.0, 0.0, 0.0, 0.0, 0.0, 0.0], [0.0, 0.0, 0.0, 0.0, 0.0, 0.0, 0.0, 0.0, 0.0, 0.0, 0.0, 0.0, 0.0, 0.0, 0.0, 0.0, 0.0, 0.0, 0.0, 0.0, 0.0, 0.0, 0.0, 0.0, 0.0, 0.0, 0.0, 0.0, 0.0, 0.0], [0.0, 0.0, 0.0, 0.0, 0.0, 0.0, 0.0, 0.0, 0.0, 0.0, 0.0, 0.0, 0.0, 0.0, 0.0, 0.0, 0.0, 0.0, 0.0, 0.0, 0.0, 0.0, 0.0, 0.0, 0.0, 0.0, 0.0, 0.0, 0.0, 0.0], [0.0, 0.0, 0.0, 0.0, 0.0, 0.0, 0.0, 0.0, 0.0, 0.0, 0.0, 0.0, 0.0, 0.0, 0.0, 0.0, 0.0, 0.0, 0.0, 0.0, 0.0, 0.0, 0.0, 0.0, 0.0, 0.0, 0.0, 0.0, 0.0, 0.0], [0.0, 0.0, 0.0, 0.0, 0.0, 0.0, 0.0, 0.0, 0.0, 0.0, 0.0, 0.0, 0.0, 0.0, 0.0, 0.0, 0.0, 0.0, 0.0, 0.0, 0.0, 0.0, 0.0, 0.0, 0.0, 0.0, 0.0, 0.0, 0.0, 0.0], [0.0, 0.0, 0.0, 0.0, 0.0, 0.0, 0.0, 0.0, 0.0, 0.0, 0.0, 0.0, 0.0, 0.0, 0.0, 0.0, 0.0, 0.0, 0.0, 0.0, 0.0, 0.0, 0.0, 0.0, 0.0, 0.0, 0.0, 0.0, 0.0, 0.0]] | 2D array of the rotation angle of a layer in respect to the chord line. The first dimension represents each layer, the second dimension represents each entry along blade span. If the rotation is equal to negative twist +- a constant, then the layer is built straight.
blade.internal_structure_2d_fem.layer_start_nd | output |  | [[0.0, 0.0, 0.0, 0.0, 0.0, 0.0, 0.0, 0.0, 0.0, 0.0, 0.0, 0.0, 0.0, 0.0, 0.0, 0.0, 0.0, 0.0, 0.0, 0.0, 0.0, 0.0, 0.0, 0.0, 0.0, 0.0, 0.0, 0.0, 0.0, 0.0], [0.0, 0.0, 0.0, 0.0, 0.0, 0.0, 0.0, 0.0, 0.0, 0.0, 0.0, 0.0, 0.0, 0.0, 0.0, 0.0, 0.0, 0.0, 0.0, 0.0, 0.0, 0.0, 0.0, 0.0, 0.0, 0.0, 0.0, 0.0, 0.0, 0.0], [0.0, 0.0, 0.0, 0.0, 0.0, 0.0, 0.0, 0.0, 0.0, 0.0, 0.0, 0.0, 0.0, 0.0, 0.0, 0.0, 0.0, 0.0, 0.0, 0.0, 0.0, 0.0, 0.0, 0.0, 0.0, 0.0, 0.0, 0.0, 0.0, 0.0], [0.6793361040174146, 0.6774760162642492, 0.6768144260234352, 0.6774932742264486, 0.6745220708483249, 0.6675470941148303, 0.6687434664732416, 0.6688955314836789, 0.6677310700759523, 0.6664773832414145, 0.6651698356678334, 0.6633469742564465, 0.6609237374316723, 0.6583435260432949, 0.655825186284783, 0.6534582390207206, 0.6511435208764974, 0.648766665649544, 0.6461690850885691, 0.6433265457814136, 0.6407836005936436, 0.6386018818368404, 0.6361761066196547, 0.6334886400381222, 0.6304892779259521, 0.6272737983289405, 0.6232179065670916, 0.6168792563480321, 0.5844100332948011, 0.5755869763511055], [0.17932131939616958, 0.1811036170727723, 0.17964291319120512, 0.18532656355077726, 0.2077384338115618, 0.22623986465377866, 0.23139088655323942, 0.23499341672131346, 0.2365195686393576, 0.23738353071718782, 0.2381081091756385, 0.23876750862813617, 0.23939929835576448, 0.23972541199295422, 0.23940559248397414, 0.23856495425800706, 0.2374554383792662, 0.2361697949863243, 0.23477774592645403, 0.23314929084462022, 0.23121062904628958, 0.22886324037198522, 0.22624058609165007, 0.2233524150845803, 0.22015323656536712, 0.2167357178670189, 0.2124813019126658, 0.20595576703568044, 0.17336375695768058, 0.16452599166281023], [1.0, 0.9597394743797999, 0.9598422399210661, 0.9579725575104294, 0.9568165285212687, 0.9564948015210321, 0.9563252200829513, 0.9559573383091191, 0.9546433653239542, 0.9531711079524965, 0.9517801760742141, 0.9501952288060441, 0.9483565351283265, 0.9463505777814493, 0.9441720976458174, 0.9419405299029704, 0.9396473824264929, 0.9371931590641491, 0.9345295411316384, 0.9316293197019923, 0.9286069053249718, 0.9254854322563244, 0.9232430076986821, 0.9242978107702253, 0.9285476976979147, 0.9358758737794591, 0.945546125074597, 0.9567472759670391, 0.9625948512559496, 0.9829573319639611], [0.0, 0.0, 0.0, 0.0, 0.0, 0.0, 0.0, 0.0, 0.0, 0.0, 0.0, 0.0, 0.0, 0.0, 0.0, 0.0, 0.0, 0.0, 0.0, 0.0, 0.0, 0.0, 0.0, 0.0, 0.0, 0.0, 0.0, 0.0, 0.0, 0.0], [0.7467459866108559, 0.7445768922979161, 0.7437440261549917, 0.7475390117090663, 0.7464945233128771, 0.7400557582464435, 0.7415347663349895, 0.7422999676351469, 0.7433254612026953, 0.7445255366539204, 0.7455362088774767, 0.746354926246373, 0.7469961788844615, 0.7477592297408796, 0.7488716902084205, 0.7502240225157701, 0.7517312168323426, 0.7534447338759621, 0.7552865165358382, 0.7572776796114266, 0.7597720917186905, 0.7627928280762997, 0.7660234532326438, 0.7695322334392617, 0.7733501068410855, 0.7773940500399255, 0.7822646023656571, 0.7893701638586097, 0.8223435273914962, 0.8312269968916879], [0.0, 0.04026052562020007, 0.040157760078933895, 0.0420274424895706, 0.0431834714787313, 0.04350519847896797, 0.04367477991704874, 0.044042661690880905, 0.04535663467604579, 0.046828892047503505, 0.04821982392578597, 0.049804771193955905, 0.05164346487167345, 0.053649422218550756, 0.05582790235418253, 0.05805947009702964, 0.060352617573507045, 0.06280684093585089, 0.06547045886836153, 0.06837068029800779, 0.07139309467502818, 0.0745145677436756, 0.07675699230131791, 0.07570218922977473, 0.07145230230208535, 0.06412412622054087, 0.05445387492540302, 0.043252724032960835, 0.03740514874405042, 0.017042668036038884], [0.2467312019896108, 0.24820449310643908, 0.2465725133227616, 0.2553723010333949, 0.27971088627611396, 0.29874852878539193, 0.30418218641498734, 0.30839785287278165, 0.31211395976610057, 0.31543168412969363, 0.31847448238528175, 0.32177546061806267, 0.3254717398085536, 0.3291411156905388, 0.3324520964076117, 0.33533073775305644, 0.33804313433511124, 0.3408478632127424, 0.3438951773737232, 0.3471004246746332, 0.35019912017133653, 0.3530541866114445, 0.3560879327046391, 0.3593960084857198, 0.36301406548050064, 0.36685596957800387, 0.37152799771123124, 0.37844667454625813, 0.41129725105437553, 0.42016601220339267], [0.0, 0.0, 0.0, 0.0, 0.0, 0.0, 0.0, 0.0, 0.0, 0.0, 0.0, 0.0, 0.0, 0.0, 0.0, 0.0, 0.0, 0.0, 0.0, 0.0, 0.0, 0.0, 0.0, 0.0, 0.0, 0.0, 0.0, 0.0, 0.0, 0.0], [0.0, 0.0, 0.0, 0.0, 0.0, 0.0, 0.0, 0.0, 0.0, 0.0, 0.0, 0.0, 0.0, 0.0, 0.0, 0.0, 0.0, 0.0, 0.0, 0.0, 0.0, 0.0, 0.0, 0.0, 0.0, 0.0, 0.0, 0.0, 0.0, 0.0], [0.0, 0.0, 0.0, 0.0, 0.0, 0.0, 0.0, 0.0, 0.0, 0.0, 0.0, 0.0, 0.0, 0.0, 0.0, 0.0, 0.0, 0.0, 0.0, 0.0, 0.0, 0.0, 0.0, 0.0, 0.0, 0.0, 0.0, 0.0, 0.0, 0.0], [0.0, 0.0, 0.0, 0.0, 0.0, 0.0, 0.0, 0.0, 0.0, 0.0, 0.0, 0.0, 0.0, 0.0, 0.0, 0.0, 0.0, 0.0, 0.0, 0.0, 0.0, 0.0, 0.0, 0.0, 0.0, 0.0, 0.0, 0.0, 0.0, 0.0], [0.0, 0.0, 0.0, 0.0, 0.0, 0.0, 0.0, 0.0, 0.0, 0.0, 0.0, 0.0, 0.0, 0.0, 0.0, 0.0, 0.0, 0.0, 0.0, 0.0, 0.0, 0.0, 0.0, 0.0, 0.0, 0.0, 0.0, 0.0, 0.0, 0.0], [0.0, 0.0, 0.0, 0.0, 0.0, 0.0, 0.0, 0.0, 0.0, 0.0, 0.0, 0.0, 0.0, 0.0, 0.0, 0.0, 0.0, 0.0, 0.0, 0.0, 0.0, 0.0, 0.0, 0.0, 0.0, 0.0, 0.0, 0.0, 0.0, 0.0], [0.0, 0.0, 0.0, 0.0, 0.0, 0.0, 0.0, 0.0, 0.0, 0.0, 0.0, 0.0, 0.0, 0.0, 0.0, 0.0, 0.0, 0.0, 0.0, 0.0, 0.0, 0.0, 0.0, 0.0, 0.0, 0.0, 0.0, 0.0, 0.0, 0.0]] | 2D array of the non-dimensional start point defined along the outer profile of a layer. The TE suction side is 0, the TE pressure side is 1. The first dimension represents each layer, the second dimension represents each entry along blade span.
blade.internal_structure_2d_fem.layer_end_nd | output |  | [[1.0, 1.0, 1.0, 1.0, 1.0, 1.0, 1.0, 1.0, 1.0, 1.0, 1.0, 1.0, 1.0, 1.0, 1.0, 1.0, 1.0, 1.0, 1.0, 1.0, 1.0, 1.0, 1.0, 1.0, 1.0, 1.0, 1.0, 1.0, 1.0, 1.0], [1.0, 1.0, 1.0, 1.0, 1.0, 1.0, 1.0, 1.0, 1.0, 1.0, 1.0, 1.0, 1.0, 1.0, 1.0, 1.0, 1.0, 1.0, 1.0, 1.0, 1.0, 1.0, 1.0, 1.0, 1.0, 1.0, 1.0, 1.0, 1.0, 1.0], [1.0, 1.0, 1.0, 1.0, 1.0, 1.0, 1.0, 1.0, 1.0, 1.0, 1.0, 1.0, 1.0, 1.0, 1.0, 1.0, 1.0, 1.0, 1.0, 1.0, 1.0, 1.0, 1.0, 1.0, 1.0, 1.0, 1.0, 1.0, 1.0, 1.0], [0.7467459866108559, 0.7445768922979161, 0.7437440261549917, 0.7475390117090663, 0.7464945233128771, 0.7400557582464435, 0.7415347663349895, 0.7422999676351469, 0.7433254612026953, 0.7445255366539204, 0.7455362088774767, 0.746354926246373, 0.7469961788844615, 0.7477592297408796, 0.7488716902084205, 0.7502240225157701, 0.7517312168323426, 0.7534447338759621, 0.7552865165358382, 0.7572776796114266, 0.7597720917186905, 0.7627928280762997, 0.7660234532326438, 0.7695322334392617, 0.7733501068410855, 0.7773940500399255, 0.7822646023656571, 0.7893701638586097, 0.8223435273914962, 0.8312269968916879], [0.2467312019896108, 0.24820449310643908, 0.2465725133227616, 0.2553723010333949, 0.27971088627611396, 0.29874852878539193, 0.30418218641498734, 0.30839785287278165, 0.31211395976610057, 0.31543168412969363, 0.31847448238528175, 0.32177546061806267, 0.3254717398085536, 0.3291411156905388, 0.3324520964076117, 0.33533073775305644, 0.33804313433511124, 0.3408478632127424, 0.3438951773737232, 0.3471004246746332, 0.35019912017133653, 0.3530541866114445, 0.3560879327046391, 0.3593960084857198, 0.36301406548050064, 0.36685596957800387, 0.37152799771123124, 0.37844667454625813, 0.41129725105437553, 0.42016601220339267], [1.0, 1.0, 1.0, 1.0, 1.0, 1.0, 1.0, 1.0, 1.0, 1.0, 1.0, 1.0, 1.0, 1.0, 1.0, 1.0, 1.0, 1.0, 1.0, 1.0, 1.0, 1.0, 1.0, 1.0, 1.0, 1.0, 1.0, 1.0, 1.0, 1.0], [0.0, 0.04026052562020007, 0.040157760078933895, 0.0420274424895706, 0.0431834714787313, 0.04350519847896797, 0.04367477991704874, 0.044042661690880905, 0.04535663467604579, 0.046828892047503505, 0.04821982392578597, 0.049804771193955905, 0.05164346487167345, 0.053649422218550756, 0.05582790235418253, 0.05805947009702964, 0.060352617573507045, 0.06280684093585089, 0.06547045886836153, 0.06837068029800779, 0.07139309467502818, 0.0745145677436756, 0.07675699230131791, 0.07570218922977473, 0.07145230230208535, 0.06412412622054087, 0.05445387492540302, 0.043252724032960835, 0.03740514874405042, 0.017042668036038884], [1.0, 0.9597394743797999, 0.9598422399210661, 0.9579725575104294, 0.9568165285212687, 0.9564948015210321, 0.9563252200829513, 0.9559573383091191, 0.9546433653239542, 0.9531711079524965, 0.9517801760742141, 0.9501952288060441, 0.9483565351283265, 0.9463505777814493, 0.9441720976458174, 0.9419405299029704, 0.9396473824264929, 0.9371931590641491, 0.9345295411316384, 0.9316293197019923, 0.9286069053249718, 0.9254854322563244, 0.9232430076986821, 0.9242978107702253, 0.9285476976979147, 0.9358758737794591, 0.945546125074597, 0.9567472759670391, 0.9625948512559496, 0.9829573319639611], [0.17932131939616958, 0.1811036170727723, 0.17964291319120512, 0.18532656355077726, 0.2077384338115618, 0.22623986465377866, 0.23139088655323942, 0.23499341672131346, 0.2365195686393576, 0.23738353071718782, 0.2381081091756385, 0.23876750862813617, 0.23939929835576448, 0.23972541199295422, 0.23940559248397414, 0.23856495425800706, 0.2374554383792662, 0.2361697949863243, 0.23477774592645403, 0.23314929084462022, 0.23121062904628958, 0.22886324037198522, 0.22624058609165007, 0.2233524150845803, 0.22015323656536712, 0.2167357178670189, 0.2124813019126658, 0.20595576703568044, 0.17336375695768058, 0.16452599166281023], [0.6793361040174146, 0.6774760162642492, 0.6768144260234352, 0.6774932742264486, 0.6745220708483249, 0.6675470941148303, 0.6687434664732416, 0.6688955314836789, 0.6677310700759523, 0.6664773832414145, 0.6651698356678334, 0.6633469742564465, 0.6609237374316723, 0.6583435260432949, 0.655825186284783, 0.6534582390207206, 0.6511435208764974, 0.648766665649544, 0.6461690850885691, 0.6433265457814136, 0.6407836005936436, 0.6386018818368404, 0.6361761066196547, 0.6334886400381222, 0.6304892779259521, 0.6272737983289405, 0.6232179065670916, 0.6168792563480321, 0.5844100332948011, 0.5755869763511055], [1.0, 1.0, 1.0, 1.0, 1.0, 1.0, 1.0, 1.0, 1.0, 1.0, 1.0, 1.0, 1.0, 1.0, 1.0, 1.0, 1.0, 1.0, 1.0, 1.0, 1.0, 1.0, 1.0, 1.0, 1.0, 1.0, 1.0, 1.0, 1.0, 1.0], [0.0, 0.0, 0.0, 0.0, 0.0, 0.0, 0.0, 0.0, 0.0, 0.0, 0.0, 0.0, 0.0, 0.0, 0.0, 0.0, 0.0, 0.0, 0.0, 0.0, 0.0, 0.0, 0.0, 0.0, 0.0, 0.0, 0.0, 0.0, 0.0, 0.0], [0.0, 0.0, 0.0, 0.0, 0.0, 0.0, 0.0, 0.0, 0.0, 0.0, 0.0, 0.0, 0.0, 0.0, 0.0, 0.0, 0.0, 0.0, 0.0, 0.0, 0.0, 0.0, 0.0, 0.0, 0.0, 0.0, 0.0, 0.0, 0.0, 0.0], [0.0, 0.0, 0.0, 0.0, 0.0, 0.0, 0.0, 0.0, 0.0, 0.0, 0.0, 0.0, 0.0, 0.0, 0.0, 0.0, 0.0, 0.0, 0.0, 0.0, 0.0, 0.0, 0.0, 0.0, 0.0, 0.0, 0.0, 0.0, 0.0, 0.0], [0.0, 0.0, 0.0, 0.0, 0.0, 0.0, 0.0, 0.0, 0.0, 0.0, 0.0, 0.0, 0.0, 0.0, 0.0, 0.0, 0.0, 0.0, 0.0, 0.0, 0.0, 0.0, 0.0, 0.0, 0.0, 0.0, 0.0, 0.0, 0.0, 0.0], [0.0, 0.0, 0.0, 0.0, 0.0, 0.0, 0.0, 0.0, 0.0, 0.0, 0.0, 0.0, 0.0, 0.0, 0.0, 0.0, 0.0, 0.0, 0.0, 0.0, 0.0, 0.0, 0.0, 0.0, 0.0, 0.0, 0.0, 0.0, 0.0, 0.0], [0.0, 0.0, 0.0, 0.0, 0.0, 0.0, 0.0, 0.0, 0.0, 0.0, 0.0, 0.0, 0.0, 0.0, 0.0, 0.0, 0.0, 0.0, 0.0, 0.0, 0.0, 0.0, 0.0, 0.0, 0.0, 0.0, 0.0, 0.0, 0.0, 0.0]] | 2D array of the non-dimensional end point defined along the outer profile of a layer. The TE suction side is 0, the TE pressure side is 1. The first dimension represents each layer, the second dimension represents each entry along blade span.
blade.internal_structure_2d_fem.layer_offset_y_pa | output | m | [[0.0, 0.0, 0.0, 0.0, 0.0, 0.0, 0.0, 0.0, 0.0, 0.0, 0.0, 0.0, 0.0, 0.0, 0.0, 0.0, 0.0, 0.0, 0.0, 0.0, 0.0, 0.0, 0.0, 0.0, 0.0, 0.0, 0.0, 0.0, 0.0, 0.0], [0.0, 0.0, 0.0, 0.0, 0.0, 0.0, 0.0, 0.0, 0.0, 0.0, 0.0, 0.0, 0.0, 0.0, 0.0, 0.0, 0.0, 0.0, 0.0, 0.0, 0.0, 0.0, 0.0, 0.0, 0.0, 0.0, 0.0, 0.0, 0.0, 0.0], [0.0, 0.0, 0.0, 0.0, 0.0, 0.0, 0.0, 0.0, 0.0, 0.0, 0.0, 0.0, 0.0, 0.0, 0.0, 0.0, 0.0, 0.0, 0.0, 0.0, 0.0, 0.0, 0.0, 0.0, 0.0, 0.0, 0.0, 0.0, 0.0, 0.0], [0.0, 0.0, 0.0, 0.0, 0.0, 0.0, 0.0, 0.0, 0.0, 0.0, 0.0, 0.0, 0.0, 0.0, 0.0, 0.0, 0.0, 0.0, 0.0, 0.0, 0.0, 0.0, 0.0, 0.0, 0.0, 0.0, 0.0, 0.0, 0.0, 0.0], [0.0, 0.0, 0.0, 0.0, 0.0, 0.0, 0.0, 0.0, 0.0, 0.0, 0.0, 0.0, 0.0, 0.0, 0.0, 0.0, 0.0, 0.0, 0.0, 0.0, 0.0, 0.0, 0.0, 0.0, 0.0, 0.0, 0.0, 0.0, 0.0, 0.0], [0.0, 0.0, 0.0, 0.0, 0.0, 0.0, 0.0, 0.0, 0.0, 0.0, 0.0, 0.0, 0.0, 0.0, 0.0, 0.0, 0.0, 0.0, 0.0, 0.0, 0.0, 0.0, 0.0, 0.0, 0.0, 0.0, 0.0, 0.0, 0.0, 0.0], [0.0, 0.0, 0.0, 0.0, 0.0, 0.0, 0.0, 0.0, 0.0, 0.0, 0.0, 0.0, 0.0, 0.0, 0.0, 0.0, 0.0, 0.0, 0.0, 0.0, 0.0, 0.0, 0.0, 0.0, 0.0, 0.0, 0.0, 0.0, 0.0, 0.0], [0.0, 0.0, 0.0, 0.0, 0.0, 0.0, 0.0, 0.0, 0.0, 0.0, 0.0, 0.0, 0.0, 0.0, 0.0, 0.0, 0.0, 0.0, 0.0, 0.0, 0.0, 0.0, 0.0, 0.0, 0.0, 0.0, 0.0, 0.0, 0.0, 0.0], [0.0, 0.0, 0.0, 0.0, 0.0, 0.0, 0.0, 0.0, 0.0, 0.0, 0.0, 0.0, 0.0, 0.0, 0.0, 0.0, 0.0, 0.0, 0.0, 0.0, 0.0, 0.0, 0.0, 0.0, 0.0, 0.0, 0.0, 0.0, 0.0, 0.0], [0.0, 0.0, 0.0, 0.0, 0.0, 0.0, 0.0, 0.0, 0.0, 0.0, 0.0, 0.0, 0.0, 0.0, 0.0, 0.0, 0.0, 0.0, 0.0, 0.0, 0.0, 0.0, 0.0, 0.0, 0.0, 0.0, 0.0, 0.0, 0.0, 0.0], [0.0, 0.0, 0.0, 0.0, 0.0, 0.0, 0.0, 0.0, 0.0, 0.0, 0.0, 0.0, 0.0, 0.0, 0.0, 0.0, 0.0, 0.0, 0.0, 0.0, 0.0, 0.0, 0.0, 0.0, 0.0, 0.0, 0.0, 0.0, 0.0, 0.0], [0.0, 0.0, 0.0, 0.0, 0.0, 0.0, 0.0, 0.0, 0.0, 0.0, 0.0, 0.0, 0.0, 0.0, 0.0, 0.0, 0.0, 0.0, 0.0, 0.0, 0.0, 0.0, 0.0, 0.0, 0.0, 0.0, 0.0, 0.0, 0.0, 0.0], [0.0, 0.0, 0.0, 0.0, 0.0, 0.0, 0.0, 0.0, 0.0, 0.0, 0.0, 0.0, 0.0, 0.0, 0.0, 0.0, 0.0, 0.0, 0.0, 0.0, 0.0, 0.0, 0.0, 0.0, 0.0, 0.0, 0.0, 0.0, 0.0, 0.0], [0.0, 0.0, 0.0, 0.0, 0.0, 0.0, 0.0, 0.0, 0.0, 0.0, 0.0, 0.0, 0.0, 0.0, 0.0, 0.0, 0.0, 0.0, 0.0, 0.0, 0.0, 0.0, 0.0, 0.0, 0.0, 0.0, 0.0, 0.0, 0.0, 0.0], [0.0, 0.0, 0.0, 0.0, 0.0, 0.0, 0.0, 0.0, 0.0, 0.0, 0.0, 0.0, 0.0, 0.0, 0.0, 0.0, 0.0, 0.0, 0.0, 0.0, 0.0, 0.0, 0.0, 0.0, 0.0, 0.0, 0.0, 0.0, 0.0, 0.0], [0.0, 0.0, 0.0, 0.0, 0.0, 0.0, 0.0, 0.0, 0.0, 0.0, 0.0, 0.0, 0.0, 0.0, 0.0, 0.0, 0.0, 0.0, 0.0, 0.0, 0.0, 0.0, 0.0, 0.0, 0.0, 0.0, 0.0, 0.0, 0.0, 0.0], [0.0, 0.0, 0.0, 0.0, 0.0, 0.0, 0.0, 0.0, 0.0, 0.0, 0.0, 0.0, 0.0, 0.0, 0.0, 0.0, 0.0, 0.0, 0.0, 0.0, 0.0, 0.0, 0.0, 0.0, 0.0, 0.0, 0.0, 0.0, 0.0, 0.0]] | 2D array of the offset along the y axis to set the position of a layer. Positive values move the layer towards the trailing edge, negative values towards the leading edge. The first dimension represents each layer, the second dimension represents each entry along blade span.
blade.internal_structure_2d_fem.layer_width | output | m | [[0.0, 0.0, 0.0, 0.0, 0.0, 0.0, 0.0, 0.0, 0.0, 0.0, 0.0, 0.0, 0.0, 0.0, 0.0, 0.0, 0.0, 0.0, 0.0, 0.0, 0.0, 0.0, 0.0, 0.0, 0.0, 0.0, 0.0, 0.0, 0.0, 0.0], [0.0, 0.0, 0.0, 0.0, 0.0, 0.0, 0.0, 0.0, 0.0, 0.0, 0.0, 0.0, 0.0, 0.0, 0.0, 0.0, 0.0, 0.0, 0.0, 0.0, 0.0, 0.0, 0.0, 0.0, 0.0, 0.0, 0.0, 0.0, 0.0, 0.0], [0.0, 0.0, 0.0, 0.0, 0.0, 0.0, 0.0, 0.0, 0.0, 0.0, 0.0, 0.0, 0.0, 0.0, 0.0, 0.0, 0.0, 0.0, 0.0, 0.0, 0.0, 0.0, 0.0, 0.0, 0.0, 0.0, 0.0, 0.0, 0.0, 0.0], [0.75, 0.75, 0.75, 0.75, 0.75, 0.75, 0.75, 0.75, 0.75, 0.75, 0.75, 0.75, 0.75, 0.75, 0.75, 0.75, 0.75, 0.75, 0.75, 0.75, 0.75, 0.75, 0.75, 0.75, 0.75, 0.75, 0.75, 0.75, 0.75, 0.75], [0.75, 0.75, 0.75, 0.75, 0.75, 0.75, 0.75, 0.75, 0.75, 0.75, 0.75, 0.75, 0.75, 0.75, 0.75, 0.75, 0.75, 0.75, 0.75, 0.75, 0.75, 0.75, 0.75, 0.75, 0.75, 0.75, 0.75, 0.75, 0.75, 0.75], [0.0, 0.45, 0.45, 0.45, 0.45, 0.45, 0.45, 0.45, 0.45, 0.45, 0.45, 0.45, 0.45, 0.45, 0.45, 0.45, 0.45, 0.45, 0.45, 0.45, 0.45, 0.45, 0.4433494078055326, 0.4173415337164674, 0.3751149082188141, 0.320363802466809, 0.25678248761468847, 0.1880652348166893, 0.1179063152270477, 0.050000000000000155], [0.0, 0.45, 0.45, 0.45, 0.45, 0.45, 0.45, 0.45, 0.45, 0.45, 0.45, 0.45, 0.45, 0.45, 0.45, 0.45, 0.45, 0.45, 0.45, 0.45, 0.45, 0.45, 0.4433494078055326, 0.4173415337164674, 0.3751149082188141, 0.320363802466809, 0.25678248761468847, 0.1880652348166893, 0.1179063152270477, 0.050000000000000155], [0.0, 0.0, 0.0, 0.0, 0.0, 0.0, 0.0, 0.0, 0.0, 0.0, 0.0, 0.0, 0.0, 0.0, 0.0, 0.0, 0.0, 0.0, 0.0, 0.0, 0.0, 0.0, 0.0, 0.0, 0.0, 0.0, 0.0, 0.0, 0.0, 0.0], [0.0, 0.0, 0.0, 0.0, 0.0, 0.0, 0.0, 0.0, 0.0, 0.0, 0.0, 0.0, 0.0, 0.0, 0.0, 0.0, 0.0, 0.0, 0.0, 0.0, 0.0, 0.0, 0.0, 0.0, 0.0, 0.0, 0.0, 0.0, 0.0, 0.0], [0.0, 0.0, 0.0, 0.0, 0.0, 0.0, 0.0, 0.0, 0.0, 0.0, 0.0, 0.0, 0.0, 0.0, 0.0, 0.0, 0.0, 0.0, 0.0, 0.0, 0.0, 0.0, 0.0, 0.0, 0.0, 0.0, 0.0, 0.0, 0.0, 0.0], [0.0, 0.0, 0.0, 0.0, 0.0, 0.0, 0.0, 0.0, 0.0, 0.0, 0.0, 0.0, 0.0, 0.0, 0.0, 0.0, 0.0, 0.0, 0.0, 0.0, 0.0, 0.0, 0.0, 0.0, 0.0, 0.0, 0.0, 0.0, 0.0, 0.0], [0.0, 0.0, 0.0, 0.0, 0.0, 0.0, 0.0, 0.0, 0.0, 0.0, 0.0, 0.0, 0.0, 0.0, 0.0, 0.0, 0.0, 0.0, 0.0, 0.0, 0.0, 0.0, 0.0, 0.0, 0.0, 0.0, 0.0, 0.0, 0.0, 0.0], [0.0, 0.0, 0.0, 0.0, 0.0, 0.0, 0.0, 0.0, 0.0, 0.0, 0.0, 0.0, 0.0, 0.0, 0.0, 0.0, 0.0, 0.0, 0.0, 0.0, 0.0, 0.0, 0.0, 0.0, 0.0, 0.0, 0.0, 0.0, 0.0, 0.0], [0.0, 0.0, 0.0, 0.0, 0.0, 0.0, 0.0, 0.0, 0.0, 0.0, 0.0, 0.0, 0.0, 0.0, 0.0, 0.0, 0.0, 0.0, 0.0, 0.0, 0.0, 0.0, 0.0, 0.0, 0.0, 0.0, 0.0, 0.0, 0.0, 0.0], [0.0, 0.0, 0.0, 0.0, 0.0, 0.0, 0.0, 0.0, 0.0, 0.0, 0.0, 0.0, 0.0, 0.0, 0.0, 0.0, 0.0, 0.0, 0.0, 0.0, 0.0, 0.0, 0.0, 0.0, 0.0, 0.0, 0.0, 0.0, 0.0, 0.0], [0.0, 0.0, 0.0, 0.0, 0.0, 0.0, 0.0, 0.0, 0.0, 0.0, 0.0, 0.0, 0.0, 0.0, 0.0, 0.0, 0.0, 0.0, 0.0, 0.0, 0.0, 0.0, 0.0, 0.0, 0.0, 0.0, 0.0, 0.0, 0.0, 0.0], [0.0, 0.0, 0.0, 0.0, 0.0, 0.0, 0.0, 0.0, 0.0, 0.0, 0.0, 0.0, 0.0, 0.0, 0.0, 0.0, 0.0, 0.0, 0.0, 0.0, 0.0, 0.0, 0.0, 0.0, 0.0, 0.0, 0.0, 0.0, 0.0, 0.0]] | 2D array of the width along the outer profile of a layer. The first dimension represents each layer, the second dimension represents each entry along blade span.
blade.interp_airfoils.r_thick_interp | output |  | [1.0, 0.989644284867579, 0.8725431227357069, 0.6848030945693581, 0.5017712241540202, 0.3987351373214435, 0.36623504443467997, 0.34586023801070664, 0.33129767634304697, 0.3197641388855598, 0.3084030557720048, 0.2944051296876956, 0.27733730258101197, 0.26020527716117003, 0.24611864861141383, 0.23464381546713864, 0.22434731219913395, 0.21431101965841373, 0.2028777183810298, 0.18938787997289533, 0.18061066859928146, 0.18, 0.18, 0.18, 0.18, 0.18, 0.18, 0.18, 0.18, 0.18] | 1D array of the relative thicknesses of the blade defined along span.
blade.interp_airfoils.ac_interp | output |  | [0.5, 0.4956894888651861, 0.447558934821851, 0.3724981042417993, 0.3038687597242067, 0.275, 0.275, 0.275, 0.275, 0.275, 0.275, 0.275, 0.275, 0.275, 0.275, 0.275, 0.275, 0.275, 0.275, 0.275, 0.275, 0.275, 0.275, 0.275, 0.275, 0.275, 0.275, 0.275, 0.275, 0.275] | 1D array of the aerodynamic center of the blade defined along span.
blade.interp_airfoils.cl_interp | output |  | [[[[-3.2526065174565133e-19]], [[3.469446951953614e-18]], [[-1.3877787807814457e-17]], [[3.469446951953614e-18]], [[-5.551115123125783e-17]], [[3.122502256758253e-17]], [[-5.551115123125783e-17]], [[1.1102230246251565e-16]], [[4.163336342344337e-17]], [[-6.938893903907228e-17]], [[-9.020562075079397e-17]], [[-5.551115123125783e-17]], [[-6.938893903907228e-17]], [[-8.326672684688674e-17]], [[-3.469446951953614e-17]], [[-6.938893903907228e-17]], [[-5.551115123125783e-17]], [[-7.632783294297951e-17]], [[0.0]], [[-3.469446951953614e-17]], [[-4.163336342344337e-17]], [[-6.938893903907228e-18]], [[0.0]], [[-2.0816681711721685e-17]], [[-2.168404344971009e-17]], [[3.469446951953614e-18]], [[1.3877787807814457e-17]], [[2.0816681711721685e-17]], [[-1.734723475976807e-18]], [[1.3877787807814457e-17]], [[0.0]], [[2.7755575615628914e-17]], [[0.0]], [[2.7755575615628914e-17]], [[2.7755575615628914e-17]], [[2.7755575615628914e-17]], [[8.326672684688674e-17]], [[5.551115123125783e-17]], [[0.0]], [[6.938893903907228e-17]], [[6.938893903907228e-17]], [[5.551115123125783e-17]], [[9.020562075079397e-17]], [[4.5102810375396984e-17]], [[4.336808689942018e-17]], [[9.020562075079397e-17]], [[-2.636779683484747e-16]], [[9.020562075079397e-17]], [[6.591949208711867e-17]], [[-2.2551405187698492e-17]], [[1.1188966420050406e-16]], [[6.765421556309548e-17]], [[-2.0816681711721685e-17]], [[-9.020562075079397e-17]], [[-1.734723475976807e-17]], [[9.020562075079397e-17]], [[-4.163336342344337e-17]], [[1.0061396160665481e-16]], [[-6.938893903907228e-18]], [[-6.938893903907228e-18]], [[9.020562075079397e-17]], [[1.249000902703301e-16]], [[3.469446951953614e-17]], [[-4.85722573273506e-17]], [[2.7755575615628914e-17]], [[2.0816681711721685e-17]], [[6.245004513516506e-17]], [[8.326672684688674e-17]], [[3.469446951953614e-17]], [[-6.938893903907228e-18]], [[1.0408340855860843e-16]], [[6.938893903907228e-18]], [[6.938893903907228e-18]], [[-2.0816681711721685e-17]], [[0.0]], [[-2.0816681711721685e-17]], [[0.0]], [[0.0]], [[0.0]], [[0.0]], [[-1.3877787807814457e-17]], [[-2.0816681711721685e-17]], [[2.2551405187698492e-17]], [[-2.7755575615628914e-17]], [[0.0]], [[-1.3877787807814457e-17]], [[2.7755575615628914e-17]], [[5.551115123125783e-17]], [[4.163336342344337e-17]], [[-2.7755575615628914e-17]], [[1.3877787807814457e-17]], [[-4.163336342344337e-17]], [[2.0816681711721685e-17]], [[1.3877787807814457e-17]], [[1.734723475976807e-17]], [[-2.168404344971009e-19]], [[-6.938893903907228e-18]], [[-1.3877787807814457e-17]], [[0.0]], [[-2.7755575615628914e-17]], [[0.0]], [[-1.3877787807814457e-17]], [[4.85722573273506e-17]], [[1.3877787807814457e-17]], [[6.938893903907228e-18]], [[-6.938893903907228e-17]], [[-3.469446951953614e-17]], [[-4.85722573273506e-17]], [[8.326672684688674e-17]], [[2.0816681711721685e-17]], [[1.734723475976807e-17]], [[-1.3314002678121994e-16]], [[1.0408340855860843e-17]], [[9.020562075079397e-17]], [[-8.326672684688674e-17]], [[-8.326672684688674e-17]], [[0.0]], [[1.6653345369377348e-16]], [[-2.7755575615628914e-17]], [[-2.7755575615628914e-17]], [[-9.020562075079397e-17]], [[-2.168404344971009e-19]], [[4.163336342344337e-17]], [[-1.5265566588595902e-16]], [[0.0]], [[9.020562075079397e-17]], [[-9.71445146547012e-17]], [[1.6653345369377348e-16]], [[-1.1102230246251565e-16]], [[0.0]], [[-2.220446049250313e-16]], [[0.0]], [[-2.220446049250313e-16]], [[-2.220446049250313e-16]], [[0.0]], [[-4.440892098500626e-16]], [[-2.220446049250313e-16]], [[-4.440892098500626e-16]], [[-2.220446049250313e-16]], [[0.0]], [[-2.220446049250313e-16]], [[-2.220446049250313e-16]], [[2.220446049250313e-16]], [[-2.220446049250313e-16]], [[-4.440892098500626e-16]], [[-2.220446049250313e-16]], [[-2.220446049250313e-16]], [[-4.440892098500626e-16]], [[-2.220446049250313e-16]], [[0.0]], [[-4.440892098500626e-16]], [[-2.220446049250313e-16]], [[-4.440892098500626e-16]], [[-4.440892098500626e-16]], [[0.0]], [[-2.220446049250313e-16]], [[0.0]], [[0.0]], [[0.0]], [[-2.220446049250313e-16]], [[-2.220446049250313e-16]], [[-2.220446049250313e-16]], [[-1.1102230246251565e-16]], [[-1.1102230246251565e-16]], [[-1.1102230246251565e-16]], [[-1.1102230246251565e-16]], [[0.0]], [[0.0]], [[-5.551115123125783e-17]], [[0.0]], [[0.0]], [[2.6020852139652106e-18]], [[8.673617379884035e-18]], [[-2.7755575615628914e-17]], [[3.469446951953614e-18]], [[2.233456475320139e-17]], [[-1.0408340855860843e-17]], [[1.0408340855860843e-17]], [[2.7755575615628914e-17]], [[9.020562075079397e-17]], [[6.938893903907228e-18]], [[4.85722573273506e-17]], [[4.85722573273506e-17]], [[1.0408340855860843e-16]], [[7.632783294297951e-17]], [[-1.3877787807814457e-17]], [[-8.326672684688674e-17]], [[-6.938893903907228e-18]], [[1.0408340855860843e-16]], [[1.0408340855860843e-16]], [[3.469446951953614e-17]], [[7.979727989493313e-17]], [[-5.204170427930421e-17]], [[5.898059818321144e-17]], [[6.591949208711867e-17]], [[3.469446951953614e-18]], [[3.469446951953614e-17]], [[3.382710778154774e-17]], [[-1.734723475976807e-18]], [[-3.577867169202165e-18]]], [[[3.6286464151860133e-06]], [[0.0034333523603505035]], [[0.006982054591597528]], [[0.010135367843197227]], [[0.012715139123400988]], [[0.015019166839764207]], [[0.01699725515574055]], [[0.018572064835236688]], [[0.019785365861451]], [[0.020643025000632916]], [[0.021191010795397154]], [[0.021403647500243712]], [[0.021425243343048822]], [[0.021105894014364475]], [[0.020572952457240633]], [[0.019784936528533602]], [[0.018787429406339262]], [[0.017594560466258624]], [[0.016206481305985822]], [[0.014664316064071897]], [[0.012965199068566538]], [[0.011135002761043889]], [[0.009191527308637558]], [[0.007143110941807062]], [[0.0050183338354988045]], [[0.0028254652016777085]], [[0.0005862537230250028]], [[3.53057736847788e-05]], [[4.695365700991064e-06]], [[-0.0023101149818390704]], [[-0.005989190295661695]], [[-0.009649576858093228]], [[-0.012980552499139292]], [[-0.015123405090382347]], [[-0.01717864837943403]], [[-0.019137350976026285]], [[-0.020981587765348836]], [[-0.0226876691611749]], [[-0.024254440023693313]], [[-0.02564587242517581]], [[-0.026859047627393884]], [[-0.027879334288537325]], [[-0.028666042449640293]], [[-0.029253323064671422]], [[-0.029576870735660628]], [[-0.029605800971204084]], [[-0.02918868111843538]], [[-0.028958730216717937]], [[-0.02800488100880659]], [[-0.02677099582015177]], [[-0.025237399500513073]], [[-0.024885200086627188]], [[-0.02451228866985946]], [[-0.024120861825900355]], [[-0.023713116642889723]], [[-0.023291250696669857]], [[-0.022857462026572257]], [[-0.022413949109601167]], [[-0.02196291083094591]], [[-0.02149269860487095]], [[-0.020992998031044346]], [[-0.02048136746884286]], [[-0.019953485506146167]], [[-0.019408953961385395]], [[-0.01884896466329878]], [[-0.018269498121503275]], [[-0.01767066898283875]], [[-0.01702062198620031]], [[-0.016305151170600586]], [[-0.015490508276009007]], [[-0.014554847900312341]], [[-0.01347680100568218]], [[-0.012224044079785296]], [[-0.010780103427082556]], [[-0.009115236220121448]], [[-0.0072034203816592896]], [[-0.005021812556021396]], [[-0.0025651400292472926]], [[-0.00020256812450927808]], [[-0.00017558778419515808]], [[-0.00015055336779316864]], [[-0.00012764191425871513]], [[-0.00010747540003410751]], [[-8.990661389916832e-05]], [[-7.482496418438622e-05]], [[-6.19127548554671e-05]], [[-5.08498875811253e-05]], [[-4.1358711054012565e-05]], [[-3.317540076862302e-05]], [[-2.6095964485883805e-05]], [[-1.9941726901215318e-05]], [[-1.4587248212086235e-05]], [[-9.944002082519499e-06]], [[-5.9322419856608355e-06]], [[-2.579142942164131e-06]], [[6.247271733056978e-05]], [[0.0017851031126514608]], [[0.003722404582821817]], [[0.005921904841767897]], [[0.008462628268313316]], [[0.011401087861565795]], [[0.01100748743582524]], [[0.01063128450745809]], [[0.011277110037500478]], [[0.012671477768388742]], [[0.014341174302951676]], [[0.016107813344815092]], [[0.017492744661449205]], [[0.018429308143702743]], [[0.018832302214383007]], [[0.01886425778257681]], [[0.01861011503576028]], [[0.018188838655455425]], [[0.01770194260466522]], [[0.017248702842263805]], [[0.01694358678067001]], [[0.01692340082604736]], [[0.017339390395896714]], [[0.018340646254871737]], [[0.020084055296898745]], [[0.02273138013179634]], [[0.026455050946389957]], [[0.03130454137513572]], [[0.037234188837040744]], [[0.04372971327239476]], [[0.050895454653563585]], [[0.05828179174707092]], [[0.06565884846661463]], [[0.07288775364059497]], [[0.07974250579870668]], [[0.08602469833361193]], [[0.08969426580406314]], [[0.09044996763427604]], [[0.09114188187544192]], [[0.09178223697337984]], [[0.09236850406921726]], [[0.09290715231647795]], [[0.09340243722191777]], [[0.09385842190419491]], [[0.09427958305254647]], [[0.09467020319296227]], [[0.09503439546223413]], [[0.09537677646200615]], [[0.0956882749941026]], [[0.09598340400522343]], [[0.09625553011492971]], [[0.09649636115401972]], [[0.09671782714581556]], [[0.09691666174319069]], [[0.09708191340204442]], [[0.0974691215194472]], [[0.09738869220845747]], [[0.09639870845804066]], [[0.09483275858561435]], [[0.09239959241950313]], [[0.08919615949508786]], [[0.0851772304258891]], [[0.08023033937240953]], [[0.07446335518243496]], [[0.06789936118584627]], [[0.06082965837937748]], [[0.053520900271468275]], [[0.046128809422248174]], [[0.039033161306832764]], [[0.032348144712751825]], [[0.0263464971721456]], [[0.020922899791396943]], [[0.016024770982472347]], [[0.011517964886144372]], [[0.007316236279959448]], [[0.0033097240368567815]], [[-1.3903601955795111e-06]], [[-2.9669126199215537e-05]], [[-0.0004976929625990015]], [[-0.0029596241552624393]], [[-0.005341089250064045]], [[-0.00762201466143031]], [[-0.00979717593146191]], [[-0.011839779261324526]], [[-0.01374466050773663]], [[-0.015496645400200668]], [[-0.017071821711378422]], [[-0.01847724717671012]], [[-0.019672717759809867]], [[-0.020661788662012043]], [[-0.02143675739063336]], [[-0.02193795631893574]], [[-0.02223029352001195]], [[-0.02219626260196552]], [[-0.02195280812627482]], [[-0.021386070545867483]], [[-0.020516971992374934]], [[-0.019303835390194788]], [[-0.017742443043099458]], [[-0.015796398100095466]], [[-0.013539972197444763]], [[-0.011023303460916815]], [[-0.00796885439654528]], [[-0.0045054143994990485]], [[3.628646415186989e-06]]], [[[0.000554997381521124]], [[0.03955369381292201]], [[0.07926682634502244]], [[0.11466565787236206]], [[0.14368137359661623]], [[0.16961456603825192]], [[0.19190438345371913]], [[0.20968787493772117]], [[0.223418930963253]], [[0.23317209946717146]], [[0.23946293811706568]], [[0.2420432322280406]], [[0.24236488229196385]], [[0.23897048300786003]], [[0.2332215343433016]], [[0.22456829849379062]], [[0.2136012984185528]], [[0.20046371748921418]], [[0.18516259239905047]], [[0.16816766242202508]], [[0.14945382420294379]], [[0.12932499144064658]], [[0.10799878843151292]], [[0.08559791753428701]], [[0.0624871043407216]], [[0.03883787404780926]], [[0.015037876754201589]], [[0.005167351226945054]], [[0.0008093744722034706]], [[-0.023218847640568183]], [[-0.06019704562698049]], [[-0.0969874039281162]], [[-0.13107133739731527]], [[-0.1556314553847309]], [[-0.1792830934566283]], [[-0.20192539296106854]], [[-0.22335833441571906]], [[-0.24332300971516502]], [[-0.26179795384632076]], [[-0.2783933226495691]], [[-0.2930700453886933]], [[-0.3056599771608832]], [[-0.3157344461336409]], [[-0.32362348402390867]], [[-0.328639774528687]], [[-0.33052162674899516]], [[-0.32752260368683506]], [[-0.32497002683796733]], [[-0.3144009385947735]], [[-0.30080189232308713]], [[-0.28391126183610244]], [[-0.280043510510021]], [[-0.2759479595767463]], [[-0.2716496521152564]], [[-0.26717369341571606]], [[-0.2625452479752486]], [[-0.2577895365584439]], [[-0.25293183306322586]], [[-0.24799746094107653]], [[-0.24285692162872052]], [[-0.23739512805800791]], [[-0.2318083626720767]], [[-0.22604905856688268]], [[-0.22011330936710638]], [[-0.21401411322141362]], [[-0.20771100742845583]], [[-0.20120606013236167]], [[-0.19418042172237146]], [[-0.18649788729210012]], [[-0.17783378824019658]], [[-0.1679929273258932]], [[-0.15679693157384017]], [[-0.14397765655019581]], [[-0.12943778653381527]], [[-0.11297114556606233]], [[-0.09442435626012698]], [[-0.07368414267110446]], [[-0.05080076105112559]], [[-0.02873070616586157]], [[-0.02525516936000237]], [[-0.022008689716737424]], [[-0.019011889997020588]], [[-0.016341389398499093]], [[-0.013979507218410226]], [[-0.011913554145812702]], [[-0.010105607334711775]], [[-0.008517096869574393]], [[-0.007115225481026451]], [[-0.005868284398054396]], [[-0.004752120760315809]], [[-0.0037457467067996547]], [[-0.0028342403816914996]], [[-0.0020082005931734877]], [[-0.0012566266558930728]], [[-0.0005836198310652969]], [[0.0006279100896683546]], [[0.017941980170338333]], [[0.03741369825509115]], [[0.059520762968035656]], [[0.08505744430275279]], [[0.1145917515255815]], [[0.11876653760970425]], [[0.11988490549454507]], [[0.12901274595498452]], [[0.14613522834582965]], [[0.16605616433937986]], [[0.18692823416855817]], [[0.2039704713802936]], [[0.21655300319127826]], [[0.22389852342861766]], [[0.22763463351437857]], [[0.2286081335554337]], [[0.22793480750888653]], [[0.2265709618170946]], [[0.2253801305789473]], [[0.22539791815371937]], [[0.22783717758284822]], [[0.23404823482176237]], [[0.245381489731325]], [[0.26330018566431]], [[0.2893905489048166]], [[0.3254784710426981]], [[0.37248807701608216]], [[0.4307710966391422]], [[0.49641093416225207]], [[0.571899623022681]], [[0.6428362105239717]], [[0.7035564574020607]], [[0.7629301545630991]], [[0.8191798543950342]], [[0.8707462614418278]], [[0.9015124824129803]], [[0.9091080028937174]], [[0.9160623975763489]], [[0.9224985739449555]], [[0.9283911145682368]], [[0.9338050405776857]], [[0.938783123854274]], [[0.9433662025960038]], [[0.9475992717776583]], [[0.9515253748491312]], [[0.9551858527381425]], [[0.9586271066719169]], [[0.9617579625011167]], [[0.9647242891114395]], [[0.9674594147350372]], [[0.9698799952029832]], [[0.9721059385700908]], [[0.9741044149482869]], [[0.9757653509274207]], [[0.9796571599299401]], [[0.9788487690349432]], [[0.9688984929455422]], [[0.9531592107944493]], [[0.9287035819884093]], [[0.8965060413536297]], [[0.8561119906377251]], [[0.8063910414346718]], [[0.7484273780217013]], [[0.682453009767935]], [[0.6113957881066919]], [[0.5379358338258823]], [[0.46363830642027987]], [[0.3923203097845644]], [[0.32512954958739715]], [[0.26480729682801696]], [[0.21029499668824775]], [[0.16106415431357146]], [[0.11576647652745739]], [[0.0735351170059677]], [[0.033265867174682925]], [[-0.0002744792436787649]], [[-0.004388215979590793]], [[-0.013896429186871565]], [[-0.039925453054567114]], [[-0.06557285030112213]], [[-0.0904041616150787]], [[-0.11424663699855211]], [[-0.13673515908887376]], [[-0.15776989069234976]], [[-0.17715421393141206]], [[-0.19460062962893104]], [[-0.21017654722371756]], [[-0.2234197525908507]], [[-0.23436210024985027]], [[-0.24292659821255239]], [[-0.24837779371243043]], [[-0.2515087564558672]], [[-0.25105718318152537]], [[-0.24814646410361552]], [[-0.2416355863898199]], [[-0.23172579770663398]], [[-0.217945269628931]], [[-0.20023713656459383]], [[-0.17820152254102678]], [[-0.15267110742884554]], [[-0.12421191205613576]], [[-0.08970799965841046]], [[-0.05055988567394795]], [[0.0005549973815211261]]], [[[0.003446250323421631]], [[0.08794343594834059]], [[0.1709004187583902]], [[0.245116021648353]], [[0.3061867718729191]], [[0.360858112884096]], [[0.4079906686584319]], [[0.44581863600527966]], [[0.4752027972701184]], [[0.4963472140120287]], [[0.510321431601575]], [[0.5168230185542028]], [[0.5179397379207022]], [[0.5118752124040371]], [[0.5010732669607827]], [[0.48392473249707735]], [[0.46207124203694244]], [[0.43571365983152854]], [[0.4048711075945911]], [[0.37054325900702745]], [[0.33267647573963194]], [[0.29192874053851703]], [[0.2487800289217863]], [[0.20353184713276268]], [[0.15702017936948945]], [[0.10973538922654669]], [[0.06273588379507672]], [[0.0298276272272894]], [[0.005911652158337423]], [[-0.04053933317314878]], [[-0.10510203290397593]], [[-0.1693367708124746]], [[-0.23073331055401788]], [[-0.2830503486236246]], [[-0.33369403539128184]], [[-0.38245365329352055]], [[-0.4289179880628183]], [[-0.47257004131703745]], [[-0.5133415695910569]], [[-0.5504653479583461]], [[-0.5838427689423658]], [[-0.6131144271935631]], [[-0.6374703758960955]], [[-0.6574455739166021]], [[-0.6717120327672851]], [[-0.679964974796156]], [[-0.6788692590450226]], [[-0.6744686634823066]], [[-0.654855601491432]], [[-0.6293057244041745]], [[-0.5968344459909042]], [[-0.5894110895564575]], [[-0.5815203586365393]], [[-0.5732165642089169]], [[-0.5645542465540109]], [[-0.5555881641816894]], [[-0.5463732829966682]], [[-0.5369647647464848]], [[-0.5274179538269024]], [[-0.5174675909511817]], [[-0.5068743029621721]], [[-0.49604200357236655]], [[-0.48487432355452303]], [[-0.4733639002240696]], [[-0.46153385056775703]], [[-0.4493205507876439]], [[-0.4367286364682539]], [[-0.4232690215706834]], [[-0.4087451527113979]], [[-0.3926897740396037]], [[-0.37485752868430333]], [[-0.3550567292994919]], [[-0.33300635505222753]], [[-0.3087136406061009]], [[-0.28207703047102306]], [[-0.2531114903304285]], [[-0.22191088225765065]], [[-0.18879954705484395]], [[-0.15653574541216825]], [[-0.14127687611145548]], [[-0.12677447104522316]], [[-0.11309390265477842]], [[-0.10053117733664456]], [[-0.0890234593162446]], [[-0.07853298784186946]], [[-0.06892787969142891]], [[-0.06006951814556503]], [[-0.051848144019486536]], [[-0.044150791042149265]], [[-0.03689591906708023]], [[-0.030014773555959967]], [[-0.023456104273616565]], [[-0.017201725612735398]], [[-0.011194947429882338]], [[-0.005460701131943449]], [[0.0010963100633543865]], [[0.031326098657908044]], [[0.06532306866740263]], [[0.10392126594884563]], [[0.14850745940643337]], [[0.20007337426486294]], [[0.23274666008235934]], [[0.25398951305137013]], [[0.28287163259710124]], [[0.32557621914697954]], [[0.37276022984619095]], [[0.4213342078470967]], [[0.4636936756842283]], [[0.49888602503308005]], [[0.5258260578213992]], [[0.5470274195683928]], [[0.5638042614529509]], [[0.5776832433260114]], [[0.5900511328651952]], [[0.6018802961771976]], [[0.6145433788852556]], [[0.6295358386067162]], [[0.6485529109161446]], [[0.673340822349499]], [[0.7058995885418067]], [[0.7485915583993702]], [[0.8044576198915186]], [[0.875935679848245]], [[0.9654775677336399]], [[1.0700170386233692]], [[1.196772896875321]], [[1.3004755121405291]], [[1.3645749300651435]], [[1.4267682411951867]], [[1.4854945891827565]], [[1.539389175957012]], [[1.5740107110413815]], [[1.5872722363400829]], [[1.5994143773895027]], [[1.6106517265554539]], [[1.6209399058510598]], [[1.6303924400021663]], [[1.639084007285665]], [[1.6470859098325055]], [[1.6544767073671878]], [[1.6613315523168775]], [[1.6677226245618368]], [[1.6737309390964021]], [[1.6791973088982894]], [[1.684376416174318]], [[1.6891518542426442]], [[1.6933781069654978]], [[1.6972645298052804]], [[1.7007538028729416]], [[1.7036537416674806]], [[1.7104487103171626]], [[1.7090372867903045]], [[1.6916644367764972]], [[1.664184175356696]], [[1.6214854635397193]], [[1.5652696320154726]], [[1.4947429674051245]], [[1.4079318492725426]], [[1.3067292271868085]], [[1.1915401817643114]], [[1.067476643905939]], [[0.9392180150724045]], [[0.8094970115125932]], [[0.684978169250789]], [[0.5676653440858166]], [[0.46234470370680225]], [[0.36716804672492676]], [[0.28121263875994584]], [[0.2021244049178514]], [[0.12838986044349845]], [[0.0580810940131215]], [[-0.0023047456111090613]], [[-0.025795429145548877]], [[-0.05971346283194946]], [[-0.11056237700347643]], [[-0.16158833482178464]], [[-0.2115087433887984]], [[-0.25975614755900395]], [[-0.3054464295546959]], [[-0.3482913059118211]], [[-0.38782791538188083]], [[-0.4234117017224645]], [[-0.4551630816649498]], [[-0.48208291880827114]], [[-0.5042164444662339]], [[-0.5214668591649311]], [[-0.5319520489424049]], [[-0.5376846393103278]], [[-0.536351834349763]], [[-0.529254100121816]], [[-0.5147705552786614]], [[-0.49313760519457733]], [[-0.46334714204267763]], [[-0.4252243761293034]], [[-0.37798505154395745]], [[-0.3233628399557231]], [[-0.2625550647583376]], [[-0.18903482115985693]], [[-0.10495769553570546]], [[0.003446250323421647]]], [[[0.008737706184140867]], [[0.12538700159794747]], [[0.23388006072491999]], [[0.33103694014966156]], [[0.4114105498816407]], [[0.48353434621875396]], [[0.5460297258560243]], [[0.5967023401703568]], [[0.6364665301756024]], [[0.6656947677720975]], [[0.6857492883816312]], [[0.6967117453320096]], [[0.699159215977703]], [[0.6935459771923957]], [[0.6821125650290454]], [[0.6617537721730091]], [[0.6354645285644285]], [[0.6032673021834164]], [[0.5651597676051392]], [[0.5224394691804877]], [[0.4749748985262553]], [[0.42359439898668544]], [[0.3688687130498992]], [[0.3111186334011202]], [[0.2513439342844951]], [[0.19002746083462566]], [[0.12829141690025053]], [[0.0702061957862052]], [[0.017113771896200208]], [[-0.04517271800410114]], [[-0.11711451872557517]], [[-0.18869087369951118]], [[-0.25892944782501864]], [[-0.32635024922536504]], [[-0.39182214941311977]], [[-0.4550768688550691]], [[-0.5155962543890695]], [[-0.5727414097240132]], [[-0.6264065414217119]], [[-0.6756530247071282]], [[-0.7203415943287631]], [[-0.7600081113537792]], [[-0.7936905882552243]], [[-0.8219452235875795]], [[-0.8431685170714386]], [[-0.8571679587577383]], [[-0.8611593300284967]], [[-0.8586699134576669]], [[-0.8412493179875977]], [[-0.8166628677674186]], [[-0.7823458872164005]], [[-0.774454858021219]], [[-0.7659512738486858]], [[-0.7569097629006099]], [[-0.7474051581095612]], [[-0.7375124872522604]], [[-0.7273069632760047]], [[-0.716863973984551]], [[-0.7062590702574394]], [[-0.6951576824342227]], [[-0.6832477814274859]], [[-0.671036836176943]], [[-0.6584033681404605]], [[-0.6453361969769619]], [[-0.6318534483060048]], [[-0.6179120606988397]], [[-0.6035128430554539]], [[-0.5883612099168444]], [[-0.5723384257144951]], [[-0.5551782211559346]], [[-0.5367559532580878]], [[-0.5169915599625055]], [[-0.49578207042841343]], [[-0.4732020156938128]], [[-0.44929718566774196]], [[-0.42419752549808776]], [[-0.39808118125773734]], [[-0.3712883857901741]], [[-0.34442314332561835]], [[-0.3209034862275144]], [[-0.2977043252637514]], [[-0.27484102237283803]], [[-0.25263282113615493]], [[-0.2310330487601077]], [[-0.21004440817336067]], [[-0.18958106021521617]], [[-0.16953357868545696]], [[-0.14984893952992545]], [[-0.13044207787098083]], [[-0.11127044027994724]], [[-0.09230741476297273]], [[-0.07352239869632099]], [[-0.05496570532452324]], [[-0.03652147480822781]], [[-0.01825163453521117]], [[0.0012216112466735816]], [[0.03490647008914327]], [[0.07278907493302306]], [[0.11579879770804272]], [[0.1654809060775493]], [[0.22294047307571066]], [[0.2838940156505494]], [[0.33785951209571535]], [[0.3962995816437105]], [[0.4653275183297342]], [[0.5374852255594181]], [[0.6103524337958376]], [[0.6780671303382757]], [[0.7397738197700326]], [[0.79459957851531]], [[0.8441262539536998]], [[0.8892433445817329]], [[0.9307432768148279]], [[0.9696555591325328]], [[1.0062076073649464]], [[1.0412840921892936]], [[1.07561220549249]], [[1.1100551678207813]], [[1.1455327096683927]], [[1.183153906548462]], [[1.2243313756092564]], [[1.2710381909737496]], [[1.32530661830773]], [[1.3896251795566277]], [[1.463822430112635]], [[1.5539402742605066]], [[1.6213343527128252]], [[1.6522281325161647]], [[1.6814281798390234]], [[1.708686807631032]], [[1.7337960713282496]], [[1.7539100034433144]], [[1.7686872357195293]], [[1.7822171453322202]], [[1.7947388511732862]], [[1.8062029031376108]], [[1.8167358010964478]], [[1.826420758573035]], [[1.83533722707292]], [[1.8435727451914257]], [[1.8512110547943887]], [[1.8583325854577644]], [[1.8650276116682507]], [[1.871118752351599]], [[1.8768897982514856]], [[1.8822110381516384]], [[1.8869203243564243]], [[1.8912509403099813]], [[1.8951390148289071]], [[1.8983703979608237]], [[1.9059419877881103]], [[1.9043692476374325]], [[1.8850107926956758]], [[1.854389714285391]], [[1.806810814558342]], [[1.7441698753508654]], [[1.6655824669540433]], [[1.5688493968200423]], [[1.456079966468818]], [[1.327725554623718]], [[1.1894823529822225]], [[1.046564588470806]], [[0.9020173092151711]], [[0.7632667648077152]], [[0.6325458388662956]], [[0.5151877272384562]], [[0.40913299101346506]], [[0.31335343321103554]], [[0.22522592332989944]], [[0.14306399504966447]], [[0.06471938919217889]], [[-0.00728384344432345]], [[-0.06191612487807218]], [[-0.12321435719963401]], [[-0.18916180764419727]], [[-0.2546933409762522]], [[-0.3184631230332414]], [[-0.379901082907166]], [[-0.43793657518376683]], [[-0.49224214144245976]], [[-0.5422391884751484]], [[-0.587085119895593]], [[-0.6269567820905951]], [[-0.6605239904402816]], [[-0.6878321265206963]], [[-0.708915512656222]], [[-0.7205906606508199]], [[-0.7262576042237028]], [[-0.7236560472651968]], [[-0.7121427972571852]], [[-0.6913221924376737]], [[-0.6610936424805295]], [[-0.6201000622129575]], [[-0.5679853033776412]], [[-0.5038511896451923]], [[-0.429931591743071]], [[-0.34780727272054734]], [[-0.24895788242232178]], [[-0.13369580816681076]], [[0.008737706184140897]]], [[[0.012830989633557013]], [[0.14288998331474473]], [[0.2588953697870573]], [[0.3626497086084692]], [[0.44882496750302914]], [[0.526301423289706]], [[0.5937237164549868]], [[0.6488645468499761]], [[0.6925016335061674]], [[0.7251286130794816]], [[0.7481601466332579]], [[0.7621168106651581]], [[0.7656319122838285]], [[0.7617572848721657]], [[0.7519900260734421]], [[0.732108629218903]], [[0.7060623182523112]], [[0.673646922881346]], [[0.6348190946437857]], [[0.5909354178177045]], [[0.5417741720350137]], [[0.48815582423786263]], [[0.43059001659782936]], [[0.36927803598783654]], [[0.3050927179134455]], [[0.2382118123272567]], [[0.16924659366580108]], [[0.09871843978168501]], [[0.02687063255620041]], [[-0.04536209174387945]], [[-0.11765743895831646]], [[-0.1895858650999965]], [[-0.260575886482017]], [[-0.33035717990127467]], [[-0.3981614060158701]], [[-0.4637114690628324]], [[-0.5264732874348061]], [[-0.5857908289226813]], [[-0.6415511601853775]], [[-0.6927923762663258]], [[-0.7393679692560504]], [[-0.7807970842423896]], [[-0.816099597349648]], [[-0.8458251861696647]], [[-0.8683408103663209]], [[-0.8834814212071219]], [[-0.8900852754727722]], [[-0.8909127935570993]], [[-0.8809651236070996]], [[-0.8637828678332305]], [[-0.8353300625226706]], [[-0.828702570018682]], [[-0.8214068833627964]], [[-0.8135275503215489]], [[-0.8051507920590081]], [[-0.7963581601521776]], [[-0.7872319504867492]], [[-0.7778546823790756]], [[-0.7683089601128912]], [[-0.7582484367429579]], [[-0.7473398421302958]], [[-0.7361038615529854]], [[-0.7244138079419274]], [[-0.712254871766293]], [[-0.6996340467859171]], [[-0.6865391316553042]], [[-0.6729636430725355]], [[-0.658886031631403]], [[-0.6442806964963754]], [[-0.629123583630563]], [[-0.6133893307653963]], [[-0.5970482229452517]], [[-0.5800781712321526]], [[-0.5624450376861977]], [[-0.5441229075745037]], [[-0.5250783485382913]], [[-0.5052607095181443]], [[-0.48471192268964447]], [[-0.4633189415673414]], [[-0.44105051971312353]], [[-0.41796629039110406]], [[-0.39396832027654566]], [[-0.3691764145555411]], [[-0.3436126630714394]], [[-0.31735850168567226]], [[-0.2904878858057814]], [[-0.2630342878819455]], [[-0.23510211077581183]], [[-0.20672896320155693]], [[-0.17798741407548216]], [[-0.1489577576423533]], [[-0.11967695397781053]], [[-0.09029314314762643]], [[-0.060603537740408775]], [[-0.030734882997079604]], [[0.0008894862131708092]], [[0.03479607343693902]], [[0.07292434886378868]], [[0.11620585424471519]], [[0.16618902286579526]], [[0.22398002529696986]], [[0.29072791874396287]], [[0.36547210401283586]], [[0.4462842318536471]], [[0.5311295578440086]], [[0.6169704211928657]], [[0.702655573862189]], [[0.7851152202527729]], [[0.8636115223047145]], [[0.9374294382963088]], [[1.006820273459032]], [[1.0720574457074374]], [[1.1331414104876811]], [[1.1907049082958139]], [[1.2443855332339837]], [[1.2946658842680165]], [[1.3416637342638134]], [[1.385554706648895]], [[1.4265271089419826]], [[1.4647558797412645]], [[1.500411527519836]], [[1.533655685068098]], [[1.5646270353637375]], [[1.593384500807255]], [[1.6200071278398525]], [[1.644476614682474]], [[1.6675560427433764]], [[1.6895599927559422]], [[1.7099507407869952]], [[1.7288123052598863]], [[1.7462290968404288]], [[1.7622868930206634]], [[1.7770856351311548]], [[1.7906356228046862]], [[1.8031780039500735]], [[1.8146661651323825]], [[1.825225480645803]], [[1.8349385086484897]], [[1.8438829049099643]], [[1.852145611752994]], [[1.8598103205947556]], [[1.8669575957737223]], [[1.873677541372106]], [[1.879792471655751]], [[1.8855867824412047]], [[1.8909299697459918]], [[1.895659105910027]], [[1.9000088412872471]], [[1.9039149016999717]], [[1.9071618925065041]], [[1.9147777046232084]], [[1.91320615528731]], [[1.8937634951489684]], [[1.8630043927216065]], [[1.8152060304668372]], [[1.7522770975462498]], [[1.673328415690693]], [[1.5761509562742742]], [[1.4628633783058471]], [[1.3339188915064923]], [[1.1950394068354178]], [[1.051462591683615]], [[0.9062472127394737]], [[0.7668531106201493]], [[0.6355235082603455]], [[0.5176168186345801]], [[0.41106426009152364]], [[0.31483284558916946]], [[0.22628548711998267]], [[0.1437280787554357]], [[0.06500299039440992]], [[-0.011887125498510294]], [[-0.08810796628396741]], [[-0.1629196670697035]], [[-0.23605690199949086]], [[-0.30695205064866093]], [[-0.3749689485064725]], [[-0.43992671857963006]], [[-0.5009107136435754]], [[-0.5577059513174857]], [[-0.6097855811431]], [[-0.6562911530472136]], [[-0.6974571897698799]], [[-0.7318619859696597]], [[-0.7595559477265958]], [[-0.7807303652239164]], [[-0.7913435360973661]], [[-0.7957204872578885]], [[-0.7921581527157728]], [[-0.7778199505950795]], [[-0.7538790674830885]], [[-0.7198501883704416]], [[-0.6742511564380835]], [[-0.616583317472984]], [[-0.5460083522521613]], [[-0.464875250379793]], [[-0.3748798142549064]], [[-0.26694998677606246]], [[-0.1387957474247919]], [[0.012830989633557046]]], [[[0.015555824450159014]], [[0.14661836132522554]], [[0.26346853682549126]], [[0.3680383346086592]], [[0.45501804460142]], [[0.5332698635375707]], [[0.6014578001713843]], [[0.657370087826347]], [[0.7017314241393218]], [[0.7350704586011836]], [[0.7588040375127494]], [[0.7736018667824848]], [[0.7774417182361727]], [[0.7742429173220519]], [[0.7652352213109341]], [[0.7458526846547207]], [[0.720341744789436]], [[0.6884235785064607]], [[0.6500482197313026]], [[0.6065830132270835]], [[0.5577879557326622]], [[0.5044842132301797]], [[0.4471730685673859]], [[0.3860434750354204]], [[0.3219602494816975]], [[0.2550804389352069]], [[0.18599147892253762]], [[0.11516850471912779]], [[0.042754480145019605]], [[-0.02995829324835457]], [[-0.10258403156732164]], [[-0.17495100977150524]], [[-0.24648529359477656]], [[-0.3169070937835131]], [[-0.3854194860247664]], [[-0.4517311828784191]], [[-0.5152936676122013]], [[-0.5754446218481793]], [[-0.6320650189212392]], [[-0.684183791064488]], [[-0.7316448789922297]], [[-0.7738969591736252]], [[-0.809926626151308]], [[-0.8401676689167159]], [[-0.8643816491041624]], [[-0.8814305978513437]], [[-0.8904825446021168]], [[-0.8925770474844419]], [[-0.8853166346595147]], [[-0.870993107836782]], [[-0.8450856607411272]], [[-0.8390286762869311]], [[-0.8315028136239238]], [[-0.8230284656508585]], [[-0.8145240899062869]], [[-0.8058004269209805]], [[-0.7968456497493723]], [[-0.7877016729037456]], [[-0.7784312356829828]], [[-0.7686560594507728]], [[-0.7580342591695285]], [[-0.747108663794049]], [[-0.7357427218256265]], [[-0.7239178725174455]], [[-0.7116349126780191]], [[-0.6988910549244023]], [[-0.6856773376503418]], [[-0.6720617447647906]], [[-0.6580539614067945]], [[-0.6437210947708897]], [[-0.6290964696855154]], [[-0.6142046975596008]], [[-0.599113577542108]], [[-0.5838316171169958]], [[-0.5684286868804347]], [[-0.5529299957940266]], [[-0.5373972987663024]], [[-0.5219175530056154]], [[-0.5065849235014196]], [[-0.49155384411846914]], [[-0.4769479361209131]], [[-0.4629240979947349]], [[-0.4491549961596133]], [[-0.43548280551983926]], [[-0.4212655314674893]], [[-0.4062494845691727]], [[-0.3899757734071404]], [[-0.3724502066812304]], [[-0.3535111880285573]], [[-0.33360134786130463]], [[-0.31269795989557964]], [[-0.2909552257551579]], [[-0.2675661409679651]], [[-0.22908505676466068]], [[-0.1841085139063839]], [[-0.13351439642669313]], [[-0.07713283482021911]], [[-0.015195277628806974]], [[0.05228065815443282]], [[0.12508948366571254]], [[0.20261946331043748]], [[0.284914096145422]], [[0.3694423587955845]], [[0.4563137288849186]], [[0.545741846108590 | 4D array with the lift coefficients of the airfoils. Dimension 0 is along the blade span for n_span stations, dimension 1 is along the angles of attack, dimension 2 is along the Reynolds number, dimension 3 is along the number of tabs, which may describe multiple sets at the same station, for example in presence of a flap.
blade.interp_airfoils.cd_interp | output |  | [[[[0.5000000000000001]], [[0.5000000000000001]], [[0.5000000000000002]], [[0.5]], [[0.5]], [[0.5000000000000001]], [[0.5000000000000001]], [[0.5000000000000001]], [[0.5000000000000001]], [[0.5000000000000001]], [[0.5000000000000001]], [[0.5]], [[0.5000000000000001]], [[0.5000000000000001]], [[0.5000000000000001]], [[0.5]], [[0.5000000000000001]], [[0.5000000000000001]], [[0.5]], [[0.5000000000000001]], [[0.49999999999999994]], [[0.5000000000000001]], [[0.5]], [[0.49999999999999994]], [[0.4999999999999999]], [[0.4999999999999999]], [[0.5000000000000001]], [[0.5000000000000002]], [[0.4999999999999999]], [[0.49999999999999994]], [[0.5000000000000002]], [[0.5000000000000001]], [[0.5000000000000001]], [[0.5000000000000002]], [[0.5]], [[0.5000000000000001]], [[0.5000000000000001]], [[0.5000000000000002]], [[0.5]], [[0.5]], [[0.5000000000000001]], [[0.5]], [[0.5000000000000002]], [[0.5000000000000001]], [[0.5000000000000001]], [[0.5]], [[0.5000000000000001]], [[0.5000000000000001]], [[0.5000000000000001]], [[0.5000000000000001]], [[0.5000000000000001]], [[0.5000000000000001]], [[0.5000000000000001]], [[0.5000000000000001]], [[0.5]], [[0.5]], [[0.5]], [[0.5]], [[0.5]], [[0.5]], [[0.5]], [[0.5]], [[0.5000000000000001]], [[0.5000000000000002]], [[0.5000000000000001]], [[0.5000000000000002]], [[0.5000000000000002]], [[0.5000000000000001]], [[0.5]], [[0.5]], [[0.5000000000000001]], [[0.5]], [[0.5000000000000001]], [[0.5]], [[0.5000000000000001]], [[0.5000000000000001]], [[0.5]], [[0.49999999999999994]], [[0.5]], [[0.5]], [[0.5]], [[0.5000000000000002]], [[0.5000000000000001]], [[0.5000000000000001]], [[0.5000000000000002]], [[0.5000000000000003]], [[0.5000000000000001]], [[0.5]], [[0.5000000000000001]], [[0.5000000000000001]], [[0.5000000000000002]], [[0.5]], [[0.5000000000000001]], [[0.5000000000000001]], [[0.5000000000000001]], [[0.5000000000000001]], [[0.5000000000000001]], [[0.5000000000000002]], [[0.5000000000000001]], [[0.5000000000000002]], [[0.5000000000000001]], [[0.5000000000000001]], [[0.5000000000000001]], [[0.5000000000000001]], [[0.5000000000000003]], [[0.5]], [[0.5000000000000001]], [[0.5000000000000002]], [[0.5000000000000001]], [[0.5]], [[0.5000000000000001]], [[0.5000000000000002]], [[0.5000000000000001]], [[0.5000000000000001]], [[0.5000000000000002]], [[0.5000000000000002]], [[0.5]], [[0.5000000000000001]], [[0.5000000000000001]], [[0.5000000000000001]], [[0.5000000000000001]], [[0.5]], [[0.5000000000000001]], [[0.5000000000000001]], [[0.5000000000000001]], [[0.5000000000000001]], [[0.5000000000000001]], [[0.49999999999999994]], [[0.5000000000000001]], [[0.5000000000000001]], [[0.5]], [[0.5]], [[0.5000000000000001]], [[0.5]], [[0.5]], [[0.5000000000000001]], [[0.5000000000000001]], [[0.5]], [[0.5]], [[0.5]], [[0.5]], [[0.5]], [[0.5000000000000001]], [[0.5]], [[0.5000000000000001]], [[0.5000000000000001]], [[0.5]], [[0.5000000000000001]], [[0.5]], [[0.5000000000000001]], [[0.5000000000000001]], [[0.5]], [[0.5000000000000001]], [[0.5000000000000001]], [[0.4999999999999998]], [[0.4999999999999998]], [[0.4999999999999998]], [[0.4999999999999998]], [[0.5]], [[0.5]], [[0.5]], [[0.5]], [[0.4999999999999998]], [[0.5]], [[0.4999999999999998]], [[0.5000000000000002]], [[0.4999999999999999]], [[0.5000000000000002]], [[0.5]], [[0.4999999999999998]], [[0.4999999999999999]], [[0.4999999999999998]], [[0.5]], [[0.5]], [[0.49999999999999994]], [[0.4999999999999999]], [[0.4999999999999999]], [[0.4999999999999999]], [[0.5]], [[0.5]], [[0.4999999999999998]], [[0.49999999999999994]], [[0.5000000000000001]], [[0.5000000000000001]], [[0.5000000000000001]], [[0.5]], [[0.5000000000000001]], [[0.5000000000000001]], [[0.5000000000000001]], [[0.5000000000000001]], [[0.5000000000000001]], [[0.5000000000000001]], [[0.5000000000000001]], [[0.5000000000000002]], [[0.5000000000000001]], [[0.5000000000000001]], [[0.5]], [[0.5000000000000001]], [[0.5000000000000001]], [[0.5000000000000001]]], [[[0.4900672044674554]], [[0.4889830846996895]], [[0.48725249871912907]], [[0.48825170671494833]], [[0.4895900444898101]], [[0.49165999732538235]], [[0.49404705798424686]], [[0.4961980818316635]], [[0.4981680215194504]], [[0.49998442759544703]], [[0.5017887158549977]], [[0.503854736556168]], [[0.5058954322731962]], [[0.5079877636803942]], [[0.5100601072225116]], [[0.512084737857031]], [[0.5140091442158888]], [[0.5157820691363929]], [[0.5173900312707848]], [[0.5188160592856993]], [[0.5200719637110011]], [[0.5211588110739807]], [[0.5220704106782712]], [[0.5228271726006376]], [[0.5234085378555141]], [[0.5238315622111003]], [[0.5241078785372373]], [[0.5241725324057418]], [[0.5241055078958552]], [[0.5239998354824794]], [[0.5235856036243317]], [[0.5230619649795792]], [[0.5224282947456386]], [[0.5216307185922608]], [[0.5207044231547009]], [[0.5196409830015275]], [[0.5184510159218453]], [[0.5171404054092071]], [[0.5157065801568091]], [[0.5141634299212146]], [[0.5125080893398269]], [[0.5107484211916783]], [[0.5088901068297277]], [[0.5069334623654466]], [[0.5048872633189255]], [[0.5027579967995123]], [[0.5005532853849411]], [[0.5000350272901021]], [[0.5000047758253728]], [[0.4978147107480412]], [[0.49435082985284906]], [[0.49367292517722183]], [[0.49300027281214204]], [[0.4923331703018293]], [[0.49167191519050346]], [[0.49101680502238443]], [[0.4903681373416917]], [[0.4897895684246514]], [[0.4894888769133872]], [[0.4892042054475821]], [[0.4889402916775246]], [[0.4886876186193332]], [[0.488449509037859]], [[0.4882259202464526]], [[0.48801757182768357]], [[0.48782574041903803]], [[0.4876503115568311]], [[0.48750075326613185]], [[0.48737937607318216]], [[0.4872961202832411]], [[0.48725700807766226]], [[0.48726514370142915]], [[0.48733338651191516]], [[0.48746173357162687]], [[0.4876624610245522]], [[0.48795499544798376]], [[0.48832717375037743]], [[0.488786759100626]], [[0.48934460192668117]], [[0.4900075367518423]], [[0.4907805414222425]], [[0.49164186050625674]], [[0.4925351134580901]], [[0.49340640321382256]], [[0.4941936791103489]], [[0.4948370637974435]], [[0.4952815466270282]], [[0.4954634296533591]], [[0.4953260460180716]], [[0.4947910350385484]], [[0.4938538747181209]], [[0.49248501228774066]], [[0.49096364406431114]], [[0.48941640321518487]], [[0.4880349999488823]], [[0.48680820985402756]], [[0.48576426010191387]], [[0.48498146229513106]], [[0.484435477077447]], [[0.4841344116742697]], [[0.48400045906388334]], [[0.4839619662233331]], [[0.48399678800895285]], [[0.48405260958981405]], [[0.4841428944672795]], [[0.4842074881902596]], [[0.4842735187589385]], [[0.48428185299208537]], [[0.48426310170098114]], [[0.4842420769624182]], [[0.4842925848466182]], [[0.48449495926567293]], [[0.4849165532702108]], [[0.48559320752776236]], [[0.4866411609248654]], [[0.4880826925262829]], [[0.48988365602039113]], [[0.4919409831848302]], [[0.49414555968413826]], [[0.49639196185881423]], [[0.49857680054125425]], [[0.4998325559161242]], [[0.49985111433546625]], [[0.49986785625926966]], [[0.49988324582665367]], [[0.499897563085934]], [[0.49991097662620193]], [[0.49992363116854327]], [[0.4999357218541034]], [[0.49994731922769864]], [[0.4999583148394831]], [[0.4999684253304812]], [[0.499977386168879]], [[0.49998501833326336]], [[0.4999912214941814]], [[0.49999594169281314]], [[0.49999914078090185]], [[0.5007817089909875]], [[0.5021132984590615]], [[0.5034530064741956]], [[0.5048039944666753]], [[0.5061675867226033]], [[0.5075451603875981]], [[0.508936885143002]], [[0.5103394644440971]], [[0.5117501223541782]], [[0.5131666768281752]], [[0.5145916755819513]], [[0.516022328357073]], [[0.517453650624131]], [[0.5245291780336594]], [[0.5314192231596893]], [[0.5380195326761192]], [[0.544175532218601]], [[0.5498485636506039]], [[0.5549602206982216]], [[0.5593671459794289]], [[0.5631155904781431]], [[0.5659785562574569]], [[0.5679770403776394]], [[0.5690391950663731]], [[0.5692494996201334]], [[0.5684138626147655]], [[0.566794988595992]], [[0.5639569173768453]], [[0.5601981757781431]], [[0.5501454339962852]], [[0.5401703642065419]], [[0.5321116610558813]], [[0.5269530105203752]], [[0.5260809713965815]], [[0.5258548732403159]], [[0.5262344648976124]], [[0.5264638564054649]], [[0.5262776938231774]], [[0.525919226344166]], [[0.5253407739608639]], [[0.5245240170901706]], [[0.5235088368694404]], [[0.5222778190414006]], [[0.5208680077943495]], [[0.519302062408638]], [[0.5175858531146885]], [[0.5157644328864657]], [[0.5138432798154284]], [[0.511850741862362]], [[0.509788151178885]], [[0.507657730606556]], [[0.5054629625903229]], [[0.5027793984343183]], [[0.4999947036978877]], [[0.4985251669367362]], [[0.496100379932323]], [[0.4939318444076283]], [[0.4918136707813936]], [[0.4900632957206597]], [[0.4889221519184182]], [[0.48808699019337953]], [[0.48929526504669424]], [[0.4900672044674554]]], [[[0.38447989749241973]], [[0.37390423603679246]], [[0.3564133619341195]], [[0.3676510071537669]], [[0.38265761017250927]], [[0.4055677513698473]], [[0.43176750256984353]], [[0.4554565985624827]], [[0.4774605432264126]], [[0.49778833778073]], [[0.5179782916590565]], [[0.5420678444236574]], [[0.5658862254593247]], [[0.5896382916477493]], [[0.612915796076379]], [[0.6356565273756221]], [[0.6572751611864359]], [[0.6772050473327406]], [[0.6953005741314922]], [[0.7113757111455705]], [[0.725563884042286]], [[0.7378778874003137]], [[0.748249105009175]], [[0.7569036718199396]], [[0.7636118005090998]], [[0.7685609685116148]], [[0.7718744104661265]], [[0.7728489493268182]], [[0.7723657200611694]], [[0.7712792076225953]], [[0.7669486386194647]], [[0.7613193048101328]], [[0.7544057182692684]], [[0.745656820462204]], [[0.7354682343528889]], [[0.7237344117196572]], [[0.7105849540713428]], [[0.6960890877195802]], [[0.6802219486082883]], [[0.6631506224089246]], [[0.6448508331569309]], [[0.6254268201235286]], [[0.6049632635046568]], [[0.5834949342460188]], [[0.5611740457674399]], [[0.538152840132167]], [[0.5146775614288631]], [[0.5051258709234818]], [[0.5008197588758456]], [[0.4780357693921315]], [[0.4432204795114034]], [[0.4364068942561421]], [[0.42964609970581064]], [[0.4229410864621581]], [[0.4162948451269337]], [[0.40971036630188645]], [[0.4031906405887654]], [[0.39723949092717603]], [[0.3934999856166751]], [[0.38991309965758025]], [[0.38652395666350486]], [[0.3832422100096271]], [[0.3800996028528403]], [[0.3770959883643076]], [[0.3742386292481196]], [[0.3715388204167853]], [[0.3689961108769071]], [[0.3666918007147665]], [[0.36464555592487247]], [[0.3629426691823116]], [[0.36163464139445933]], [[0.36074813463449906]], [[0.36039326260458554]], [[0.36057006286945875]], [[0.36156194732391056]], [[0.3647350607838243]], [[0.36864103331004827]], [[0.3733400188720599]], [[0.3789215552052849]], [[0.3854291414517128]], [[0.3928859274622953]], [[0.40105659414213196]], [[0.40939270029556885]], [[0.41740015864274155]], [[0.424529796014948]], [[0.4302664786503991]], [[0.43414103463428605]], [[0.4356010026719219]], [[0.43414099469443146]], [[0.42902726506224814]], [[0.420162908769114]], [[0.407148326783975]], [[0.3924729249268228]], [[0.3772560985433848]], [[0.3633624630085046]], [[0.3507369823873923]], [[0.33973354646812115]], [[0.3312966867406163]], [[0.3253083209506705]], [[0.32196711902860226]], [[0.32047190612270476]], [[0.3200404715498289]], [[0.32042731646957956]], [[0.32104740322120245]], [[0.3220488767433044]], [[0.3227643109331331]], [[0.32349484778873044]], [[0.3235882747912688]], [[0.3233832234414665]], [[0.32315323493293013]], [[0.3237148994521421]], [[0.3259507245971126]], [[0.3305682070434909]], [[0.3378744103924877]], [[0.3489546945632952]], [[0.36378892133610646]], [[0.38178021025985803]], [[0.4017634359680979]], [[0.42267647658312646]], [[0.4436068971129331]], [[0.4637266993446513]], [[0.4762002252273503]], [[0.4786339409024085]], [[0.4808625483331102]], [[0.4829399306519569]], [[0.484897649897543]], [[0.48675376868899584]], [[0.4885235250004444]], [[0.49022818488873326]], [[0.49187386309007086]], [[0.4934452494451499]], [[0.49490755519409074]], [[0.4962290441008321]], [[0.49738836029236155]], [[0.49837375163204845]], [[0.4991790748993664]], [[0.4998000721897667]], [[0.507856917124771]], [[0.5212406548270313]], [[0.5347059916309512]], [[0.5482847029107907]], [[0.5619900989984976]], [[0.5758360215143147]], [[0.5898241759167437]], [[0.6039214288032714]], [[0.6180998793759169]], [[0.6323375960111819]], [[0.6466601856710192]], [[0.6610396036104949]], [[0.6754257505792105]], [[0.7465415150281817]], [[0.8157930065234529]], [[0.8821323802114991]], [[0.9440060170546765]], [[1.0010253660980615]], [[1.0524023698890097]], [[1.0966961507060389]], [[1.1343715748251801]], [[1.1631470975816836]], [[1.1832337593554059]], [[1.1939094218580513]], [[1.1960231821817884]], [[1.1876242373400867]], [[1.1713530172983648]], [[1.1428277084940455]], [[1.105053952701153]], [[1.0165005208865068]], [[0.9282010409323026]], [[0.8565357482231412]], [[0.8032383592345472]], [[0.7938805073778995]], [[0.7914209127728696]], [[0.7953592900283825]], [[0.7976387901777923]], [[0.7953624382277724]], [[0.7911757243665587]], [[0.7845594057235408]], [[0.7753057232760256]], [[0.7638537717909518]], [[0.7500033015739791]], [[0.734161848632582]], [[0.7165052750085485]], [[0.6967482790280917]], [[0.675790309698417]], [[0.6536812198697451]], [[0.6306942251774811]], [[0.6068983808193551]], [[0.5823387209187416]], [[0.5571265888847621]], [[0.5279355916420629]], [[0.4991865290079401]], [[0.48147306951531493]], [[0.45492553165490607]], [[0.4308670572705817]], [[0.4072898727453705]], [[0.3876738345017147]], [[0.37470010225172407]], [[0.36514939512552447]], [[0.3770254338382974]], [[0.38447989749241973]]], [[[0.2385897382415119]], [[0.2232530453477129]], [[0.19684977957749938]], [[0.22045877608608586]], [[0.2516937471446345]], [[0.2977100058203191]], [[0.34981023136180356]], [[0.3978940616277051]], [[0.44428943576430757]], [[0.48791869631247775]], [[0.5313894973055042]], [[0.5838267431291182]], [[0.6357386087876692]], [[0.6860660015117716]], [[0.7348122739970048]], [[0.7823513623943835]], [[0.8275757632468566]], [[0.8694177512590703]], [[0.907615687247702]], [[0.9417949132900807]], [[0.9722069315723232]], [[0.9988600065125189]], [[1.0215981836635506]], [[1.040854897974793]], [[1.0561481639836485]], [[1.0678332548366865]], [[1.0761162357755965]], [[1.0796832694201504]], [[1.0802593379544843]], [[1.0785577567847404]], [[1.0712732781214733]], [[1.0608193300868736]], [[1.0473727805109911]], [[1.0300667643389043]], [[1.0097286215907668]], [[0.9860768534229577]], [[0.9594291537941132]], [[0.9299372652007131]], [[0.8975555011880226]], [[0.8626700964828349]], [[0.8252415924352479]], [[0.7855265918469515]], [[0.743745117001379]], [[0.700028090704267]], [[0.654802049361575]], [[0.6085174209354998]], [[0.5619798862049683]], [[0.529580868136665]], [[0.5059574717476956]], [[0.4616511862996803]], [[0.4008648519456619]], [[0.3889685594576539]], [[0.3771644377788405]], [[0.3654577084000801]], [[0.3538535928122307]], [[0.34235731250615087]], [[0.33097408897269853]], [[0.320159045313099]], [[0.31139069765515176]], [[0.3028626021536424]], [[0.29464575610492255]], [[0.2865989890254589]], [[0.27877256034791525]], [[0.2711670947729077]], [[0.2637953670742867]], [[0.25667230086826637]], [[0.24979929247600022]], [[0.24327501067361282]], [[0.23712268682640328]], [[0.2314456058127876]], [[0.2263055021993873]], [[0.2217347579087157]], [[0.21786588876867782]], [[0.21469916981692547]], [[0.21305192691283695]], [[0.2177725129159404]], [[0.2235286340193909]], [[0.23037377246113847]], [[0.2384087866329644]], [[0.24764560056264498]], [[0.2580584675729402]], [[0.2692383386270985]], [[0.2803608524815339]], [[0.2907522047964545]], [[0.2997148690916972]], [[0.3066339655106233]], [[0.31095687030860364]], [[0.31201404441818315]], [[0.3091512648687614]], [[0.301330416398775]], [[0.288284611265505]], [[0.26914125343879436]], [[0.2471234078149834]], [[0.22365231040474218]], [[0.20153397075936572]], [[0.18082347872991447]], [[0.1622113545293712]], [[0.14751374491777924]], [[0.13682991416104254]], [[0.13072398351527342]], [[0.1279211491253401]], [[0.12705057290782623]], [[0.1276855445543628]], [[0.12876159514535085]], [[0.13053702962459063]], [[0.1318191401744461]], [[0.13313620675877041]], [[0.13332837262288347]], [[0.13300239942485972]], [[0.1326421301513658]], [[0.13370659351968397]], [[0.13776354298554536]], [[0.14599824453055688]], [[0.15877253411309247]], [[0.17761001728174572]], [[0.2019196859222221]], [[0.2302060746142197]], [[0.26038154282109616]], [[0.2908999856414637]], [[0.32070787500879266]], [[0.349031568748765]], [[0.36979793870010425]], [[0.38097941157754334]], [[0.39159345949236957]], [[0.4018085528627454]], [[0.4117112255409278]], [[0.42133864203467647]], [[0.430718447746888]], [[0.4398993702834575]], [[0.4488739811075597]], [[0.4575596137745918]], [[0.4658232813908564]], [[0.4735526309639149]], [[0.48067356317151844]], [[0.48714799535833325]], [[0.4929582682423203]], [[0.4980932546073075]], [[0.5137179151164418]], [[0.5370854745325251]], [[0.5605955032571641]], [[0.5843034800334798]], [[0.6082326442568912]], [[0.6324071629344499]], [[0.65683001373979]], [[0.6814433468577763]], [[0.7061984484261776]], [[0.7310570265622185]], [[0.7560637901669703]], [[0.7811697740516249]], [[0.8062875065967867]], [[0.930453258208974]], [[1.051364051454335]], [[1.167190384184942]], [[1.2752196894049577]], [[1.374773570112936]], [[1.4644761042938448]], [[1.5418115675277138]], [[1.6075916008200202]], [[1.657832703320698]], [[1.6929033444906125]], [[1.711542694975977]], [[1.7152332499655554]], [[1.7005689725426856]], [[1.672159965316484]], [[1.6223557280267404]], [[1.5564201326155829]], [[1.4407902163595216]], [[1.323959270921068]], [[1.2279692848687078]], [[1.1376697957196895]], [[1.1211750725695844]], [[1.1165508311744]], [[1.1225956277487485]], [[1.1251518792457922]], [[1.1188615827563195]], [[1.1086292524777643]], [[1.093537847741118]], [[1.0731957580840599]], [[1.0484857256514142]], [[1.0190077062045328]], [[0.9855368986452968]], [[0.9482591514061977]], [[0.9059358687360283]], [[0.8610677126969696]], [[0.8137254680836525]], [[0.7643496074137076]], [[0.7132344857331284]], [[0.6605295762813758]], [[0.6066676168923908]], [[0.5487746108031616]], [[0.4949156706548992]], [[0.45289400474708374]], [[0.3991478213810514]], [[0.3497596360458518]], [[0.3013031129046104]], [[0.26039736861304197]], [[0.23230863758558046]], [[0.21133268507724062]], [[0.2280877733513714]], [[0.2385897382415119]]], [[[0.11964998435457999]], [[0.11178387685045256]], [[0.0992962122506307]], [[0.13021452709216572]], [[0.17040936567058235]], [[0.22588070464097645]], [[0.28852118488089845]], [[0.34936949936444084]], [[0.41197548710991816]], [[0.4733320283555445]], [[0.5349771147940641]], [[0.603442558076813]], [[0.671272365065362]], [[0.7369616951423208]], [[0.8004582877962552]], [[0.8620822920963808]], [[0.9207911193955687]], [[0.9755591315206661]], [[1.0261580499006373]], [[1.0721174856572688]], [[1.1136557363089399]], [[1.1507084944281485]], [[1.1830198269298426]], [[1.211031539237315]], [[1.2341036340319758]], [[1.2525944002147986]], [[1.2666406866318114]], [[1.2749021589473688]], [[1.2793224101554441]], [[1.2784070604548325]], [[1.2728845466013483]], [[1.262141455833086]], [[1.2467738737505547]], [[1.2262727466778789]], [[1.2017083394137422]], [[1.1725794781707926]], [[1.139386786098503]], [[1.1023273683375248]], [[1.0613325689385391]], [[1.0169495587219546]], [[0.9691045636480364]], [[0.9181436954156937]], [[0.8643413340292475]], [[0.8078284195645498]], [[0.7491218415968028]], [[0.6886480933585429]], [[0.627219882512919]], [[0.5696064966941319]], [[0.5171851717170931]], [[0.45726816374414975]], [[0.38953434265367815]], [[0.37627838051044704]], [[0.3631251237066002]], [[0.35008039051579043]], [[0.33714999921167027]], [[0.3243397680678926]], [[0.3116555153581101]], [[0.29919386754172056]], [[0.28725801282830477]], [[0.27556451922010305]], [[0.26418496869390407]], [[0.2529780803012861]], [[0.24199486525933514]], [[0.23123687162901366]], [[0.22071842547795995]], [[0.21045151759436437]], [[0.2004398155104385]], [[0.19075141605766502]], [[0.1814014677383707]], [[0.1724609340228198]], [[0.16397135185448983]], [[0.15595510298340712]], [[0.14850208285806052]], [[0.14161280048469677]], [[0.13599364407116415]], [[0.13595331824414156]], [[0.1367351765615032]], [[0.13836137463143403]], [[0.14090659513831838]], [[0.14436486451261243]], [[0.14869528008304075]], [[0.15360064069120263]], [[0.15851346168402425]], [[0.1629825994226311]], [[0.16656726036428773]], [[0.16889787999094932]], [[0.16963129855175305]], [[0.1683680910494574]], [[0.1646810370400774]], [[0.15786650371310093]], [[0.14771610476323718]], [[0.13351189488836748]], [[0.11736739413410616]], [[0.10019236843314483]], [[0.08393500012525154]], [[0.06871773076809261]], [[0.05495334200895187]], [[0.0438813468699581]], [[0.0356463639156839]], [[0.03065393272866098]], [[0.02813914799505514]], [[0.02711907194775521]], [[0.027334250282318503]], [[0.027970522556450095]], [[0.02919765523677328]], [[0.030151875939278226]], [[0.031172366874684363]], [[0.03141133818958373]], [[0.031323385187654415]], [[0.03125208747669394]], [[0.032272056776793304]], [[0.03555156071190644]], [[0.041939381178101344]], [[0.05164600191991038]], [[0.06568233571035244]], [[0.08345311764018315]], [[0.10384067943816465]], [[0.12548724700258398]], [[0.14755217351586894]], [[0.16961668321884346]], [[0.19150577464158572]], [[0.21206413337860902]], [[0.23098393851241455]], [[0.25015929412955523]], [[0.2696188175878041]], [[0.2893193287265327]], [[0.3091751358910301]], [[0.32909565428803955]], [[0.349004528595615]], [[0.3687740109930976]], [[0.3882242599766469]], [[0.4072173016063887]], [[0.4256715063802552]], [[0.4435393707386704]], [[0.4608080480222114]], [[0.4774819143988339]], [[0.4935694928657205]], [[0.5152857845123527]], [[0.5413241055532614]], [[0.5675211792276221]], [[0.5939388251417792]], [[0.6206029388044566]], [[0.6475404493560495]], [[0.6747546747991212]], [[0.7021811534570443]], [[0.7297656037867046]], [[0.7574653573896095]], [[0.7853302331064326]], [[0.8133056693424727]], [[0.8412941970352901]], [[0.9796512948047141]], [[1.1143814134180747]], [[1.243445950408398]], [[1.3638223098329527]], [[1.4747545582798538]], [[1.5747095147045278]], [[1.6608839235794617]], [[1.7341821912525444]], [[1.7901655283682492]], [[1.8292445180749888]], [[1.8500142263397679]], [[1.8541265880086388]], [[1.8377862780699457]], [[1.8061303041859034]], [[1.7506337631626518]], [[1.677177742890077]], [[1.586026094985035]], [[1.4919460358388477]], [[1.4131580183180903]], [[1.3364132759836522]], [[1.3228234452649243]], [[1.3180927381333845]], [[1.3204803901371307]], [[1.3180399035679011]], [[1.3057286563875694]], [[1.2882947658007864]], [[1.2650398983679338]], [[1.2356306480626775]], [[1.2011532269027934]], [[1.1611956681150206]], [[1.1165484842123987]], [[1.0674204427593967]], [[1.0126901887238828]], [[0.9546909807703653]], [[0.8934859742113315]], [[0.8295306390651386]], [[0.7633210207654549]], [[0.6950921818171248]], [[0.6255567838962615]], [[0.554349234856935]], [[0.48702968340541986]], [[0.4239216766118121]], [[0.35512923636591814]], [[0.2920273632408793]], [[0.23054476624110237]], [[0.17753368889359358]], [[0.13881694930805422]], [[0.10927349160151972]], [[0.11493498627803865]], [[0.11964998435457999]]], [[[0.0609361223352344]], [[0.06241778614995561]], [[0.06893695545808072]], [[0.10192388467731708]], [[0.14413149326876493]], [[0.19888883796595985]], [[0.26100812537111323]], [[0.3246771432938152]], [[0.3937926922902135]], [[0.4640439658522776]], [[0.5351445655946521]], [[0.606178735995444]], [[0.6765621501653187]], [[0.7459467114535849]], [[0.8133828242839626]], [[0.8785034037011891]], [[0.9406297795824825]], [[0.9990509630281329]], [[1.0536348538486031]], [[1.1038914325578073]], [[1.149931827453497]], [[1.1916042302295249]], [[1.2285773764732355]], [[1.2611932380533741]], [[1.2887564553939792]], [[1.3115422926805635]], [[1.3295683214872704]], [[1.3417599054155869]], [[1.3498869839223]], [[1.3501212203114896]], [[1.3479011042131293]], [[1.3390931730713254]], [[1.3246837204607391]], [[1.3046945864493218]], [[1.2802533919525487]], [[1.250704253290362]], [[1.2166516998661374]], [[1.1782978648636573]], [[1.13555142993557]], [[1.0890182671191326]], [[1.0385790358761857]], [[0.9845808040089209]], [[0.9272578371404436]], [[0.8666404834548245]], [[0.8031228520671027]], [[0.736816615072434]], [[0.6679895977674718]], [[0.5978551232930193]], [[0.5269350458321125]], [[0.45708588095468344]], [[0.38901806684578094]], [[0.37569656901559734]], [[0.3624782421301524]], [[0.34936893208878333]], [[0.33637448498400846]], [[0.3235007471426467]], [[0.3107535651707209]], [[0.29813878600131855]], [[0.28566225694418035]], [[0.27342357547725793]], [[0.26149298427758455]], [[0.24973211859755778]], [[0.23819111988215383]], [[0.2268717394010508]], [[0.21578839719176723]], [[0.20495211246607387]], [[0.19436704947829098]], [[0.18409229749821965]], [[0.17414069561948592]], [[0.16457371785354855]], [[0.1554270494548792]], [[0.14672015491815046]], [[0.1385305213170074]], [[0.130858764834365]], [[0.12375887724149051]], [[0.11720686781139882]], [[0.11129356846798044]], [[0.10604751070528902]], [[0.1015541157969201]], [[0.09785345114918324]], [[0.09496283829118368]], [[0.09280445365546357]], [[0.09114931108993016]], [[0.08974948490667993]], [[0.08833636938171803]], [[0.08665709112204006]], [[0.0844535415502797]], [[0.08146268439882082]], [[0.07741891501907992]], [[0.0719758922204514]], [[0.06516265827490375]], [[0.05681537955469715]], [[0.04826425264988132]], [[0.040085507173418675]], [[0.03309404389865718]], [[0.027325916448440866]], [[0.022611390838538373]], [[0.018903013742902035]], [[0.016045232723782787]], [[0.013884416573602437]], [[0.012431749024005114]], [[0.011470550711932545]], [[0.011041303121625405]], [[0.010897415295778095]], [[0.011043895692147455]], [[0.011298171508651655]], [[0.011647722989664315]], [[0.011889714257084474]], [[0.01215178092495785]], [[0.012497064500665452]], [[0.013192809519287035]], [[0.014569046193835788]], [[0.01687239117504291]], [[0.020242362801714278]], [[0.02515339147149482]], [[0.03173267615248239]], [[0.04014568306675134]], [[0.05044974000570233]], [[0.06268757944105834]], [[0.0768832198481913]], [[0.09305861025886901]], [[0.11123490662703758]], [[0.13138505886782786]], [[0.1532810373477779]], [[0.1766428168554527]], [[0.201194739505968]], [[0.2266654764739236]], [[0.2527918667810225]], [[0.2792993675910877]], [[0.30591619344512444]], [[0.3324025680963767]], [[0.35870843092727633]], [[0.3848787485139733]], [[0.4109577535377206]], [[0.4369951419937831]], [[0.46303796626795374]], [[0.48912856929142934]], [[0.5152151251060432]], [[0.54137858238079]], [[0.5677013914762079]], [[0.5942455529313052]], [[0.6210370123766028]], [[0.6481027666903052]], [[0.6754461100329806]], [[0.7030023910633281]], [[0.7307171161143137]], [[0.7585474383849313]], [[0.7865433700354498]], [[0.8146501468446444]], [[0.8427699292871327]], [[0.9817740759482139]], [[1.1171339873565518]], [[1.2468033175478366]], [[1.367745964442418]], [[1.4792023889902388]], [[1.5796322144878607]], [[1.6662195285998476]], [[1.7398722254071521]], [[1.7961316288623128]], [[1.8354107495377037]], [[1.8563013262393366]], [[1.860449526765371]], [[1.8440614476546648]], [[1.8122892543161884]], [[1.7565670049111035]], [[1.6828072209791674]], [[1.5996407226461233]], [[1.5131753075336223]], [[1.4403010899322217]], [[1.393587423101578]], [[1.386842514861353]], [[1.3830593085634952]], [[1.3802985873217994]], [[1.372041364953592]], [[1.3548674796094213]], [[1.3322138676755821]], [[1.303845424082154]], [[1.2696048196055123]], [[1.2305949119149426]], [[1.186506869112439]], [[1.137959249573445]], [[1.0853027588996147]], [[1.0286208337655545]], [[0.9685574873223136]], [[0.9051726748931771]], [[0.8389161406786372]], [[0.770323785284972]], [[0.6996470721768566]], [[0.6276535544579881]], [[0.5546065529971462]], [[0.48088557817161975]], [[0.40728146118603603]], [[0.3341008725888346]], [[0.2677965321286135]], [[0.20383132113013544]], [[0.1477340510618237]], [[0.10462335671268162]], [[0.07118437773383166]], [[0.0631437151473049]], [[0.0609361223352344]]], [[[0.04440366557892058]], [[0.05018965328952081]], [[0.06406283144050132]], [[0.09734616448189834]], [[0.13972518587864344]], [[0.1934864686302695]], [[0.25432732428811367]], [[0.31781106369083084]], [[0.388120800869527]], [[0.46005219076318726]], [[0.5329923866251287]], [[0.605170323421778]], [[0.6763552900926981]], [[0.746434620707823]], [[0.8145104018717172]], [[0.8798122303937848]], [[0.9422760154384215]], [[1.0011590959209005]], [[1.0563454980357805]], [[1.1073451129821537]], [[1.1542409121714392]], [[1.1968605017702425]], [[1.2348558175490547]], [[1.2685368596435547]], [[1.297198076923614]], [[1.321085473016212]], [[1.3401773131344847]], [[1.3534998892540198]], [[1.3627577412455025]], [[1.3632711358952119]], [[1.3622079370156945]], [[1.3541564755151467]], [[1.3402069735210254]], [[1.3206455031115194]], [[1.2965760850315071]], [[1.2673030891255694]], [[1.2334580471810166]], [[1.1952451734163883]], [[1.1525711735982425]], [[1.106059659709676]], [[1.0555870768093296]], [[1.0015100094777492]], [[0.9440670322669468]], [[0.8832876316587284]], [[0.8195736183124056]], [[0.7530221184212869]], [[0.6838932540574172]], [[0.6132905777873104]], [[0.5416209860131653]], [[0.4709363435385667]], [[0.4019485651643981]], [[0.38837472841979576]], [[0.37488752135072057]], [[0.361492503662838]], [[0.34819528092049934]], [[0.33500151430793546]], [[0.3219169312888013]], [[0.3089473369676178]], [[0.29609862586153674]], [[0.2834584696387446]], [[0.27108921496006705]], [[0.2588717630542607]], [[0.24685110832324136]], [[0.23503064067313856]], [[0.22342518987024979]], [[0.21204443971073633]], [[0.20089517698579704]], [[0.19001492591316832]], [[0.1794141903899588]], [[0.1691346445477588]], [[0.15920465543956197]], [[0.14964403566726103]], [[0.14051132167082306]], [[0.13182126732282307]], [[0.12352031303031151]], [[0.1147867818287207]], [[0.10645142159577292]], [[0.09851536688289557]], [[0.09103180446562846]], [[0.0840195024756465]], [[0.07747921749155307]], [[0.07141514111624338]], [[0.06580242046919346]], [[0.060581920288487794]], [[0.05570331911291907]], [[0.051124184954729514]], [[0.048679172161480926]], [[0.04554849951793901]], [[0.04171848703623544]], [[0.037466022714149894]], [[0.03326260213036755]], [[0.0291184939141008]], [[0.025436460890463967]], [[0.022359770792263117]], [[0.02001079583061686]], [[0.018457976916202722]], [[0.017301359540030897]], [[0.01611150998435466]], [[0.014861502661098243]], [[0.013448397129299105]], [[0.012257183825808298]], [[0.011313884745959173]], [[0.010716908164433844]], [[0.010321320349495398]], [[0.010057841127237609]], [[0.010034528556406845]], [[0.01014123993448458]], [[0.010420386076509412]], [[0.01085698168307471]], [[0.011384624610909866]], [[0.012001122450046297]], [[0.012760486026200557]], [[0.013623774298611738]], [[0.0145401071851648]], [[0.015467766286549445]], [[0.016811668059990344]], [[0.018824963350334626]], [[0.02195879346023811]], [[0.026719943702887765]], [[0.03356992676462592]], [[0.042954573308188346]], [[0.05531397275242048]], [[0.07095423802020291]], [[0.08960043287669021]], [[0.11083192050583784]], [[0.13424410932869063]], [[0.1594414287417598]], [[0.18596460070316445]], [[0.21310040029523306]], [[0.24124012464458272]], [[0.27002298164596716]], [[0.29743619653267545]], [[0.32377866129167965]], [[0.3493315628641845]], [[0.37445282311051487]], [[0.3994945237773089]], [[0.4245272305577765]], [[0.44938083575703003]], [[0.4741439470054427]], [[0.4989981961924546]], [[0.5239499819012632]], [[0.5489942649178446]], [[0.5741307239593595]], [[0.599345618748641]], [[0.6246259887799804]], [[0.6499400426760505]], [[0.6752581329706653]], [[0.7006081382314242]], [[0.7259626674205046]], [[0.7512696398133731]], [[0.8756519014086441]], [[0.996700591064313]], [[1.1133295507599434]], [[1.2231061833140209]], [[1.3253275756263225]], [[1.4186149898308447]], [[1.5006682326955731]], [[1.571975495642166]], [[1.6289580919320692]], [[1.67215590585708]], [[1.7015872047653122]], [[1.7133045276905174]], [[1.711628394085725]], [[1.697052836992411]], [[1.662588934820017]], [[1.6131325751595262]], [[1.5545659879297102]], [[1.491760767602621]], [[1.437086352111127]], [[1.4042131089988605]], [[1.4002357902528453]], [[1.3968839793773966]], [[1.392120299031366]], [[1.3817252868885495]], [[1.3629305407412953]], [[1.3386190839803465]], [[1.3087266611716561]], [[1.273152691968676]], [[1.2329853460967455]], [[1.1879473422004396]], [[1.1385860390843658]], [[1.0852461314423498]], [[1.028172887252283]], [[0.9676758468431784]], [[0.9038055677672042]], [[0.8369653015573281]], [[0.7677337093154161]], [[0.69 | 4D array with the drag coefficients of the airfoils. Dimension 0 is along the blade span for n_span stations, dimension 1 is along the angles of attack, dimension 2 is along the Reynolds number, dimension 3 is along the number of tabs, which may describe multiple sets at the same station, for example in presence of a flap.
blade.interp_airfoils.cm_interp | output |  | [[[[-4.0657581468206416e-20]], [[-3.903127820947816e-18]], [[8.673617379884035e-19]], [[-2.2551405187698492e-17]], [[2.7755575615628914e-17]], [[2.6020852139652106e-17]], [[-4.163336342344337e-17]], [[-5.551115123125783e-17]], [[-1.1102230246251565e-16]], [[1.0408340855860843e-17]], [[-2.7755575615628914e-17]], [[-2.0816681711721685e-17]], [[-3.122502256758253e-17]], [[-6.591949208711867e-17]], [[-2.0816681711721685e-17]], [[1.3877787807814457e-17]], [[-4.163336342344337e-17]], [[-5.551115123125783e-17]], [[-3.122502256758253e-17]], [[3.469446951953614e-18]], [[-1.0408340855860843e-17]], [[-7.632783294297951e-17]], [[3.469446951953614e-18]], [[6.938893903907228e-17]], [[-8.673617379884035e-17]], [[1.214306433183765e-17]], [[-3.2959746043559335e-17]], [[-1.0928757898653885e-16]], [[-3.2959746043559335e-17]], [[-6.591949208711867e-17]], [[-5.4643789493269423e-17]], [[-4.423544863740858e-17]], [[2.2551405187698492e-17]], [[-3.3285006695304986e-17]], [[-2.233456475320139e-17]], [[1.0842021724855044e-17]], [[-7.806255641895632e-17]], [[-4.5102810375396984e-17]], [[0.0]], [[-6.765421556309548e-17]], [[-3.469446951953614e-18]], [[-2.2551405187698492e-17]], [[-2.42861286636753e-17]], [[-1.3877787807814457e-17]], [[-3.122502256758253e-17]], [[-1.734723475976807e-17]], [[-1.3877787807814457e-17]], [[-6.938893903907228e-18]], [[0.0]], [[-1.3877787807814457e-17]], [[0.0]], [[-1.734723475976807e-17]], [[1.0408340855860843e-17]], [[-2.949029909160572e-17]], [[-5.204170427930421e-18]], [[2.0816681711721685e-17]], [[3.469446951953614e-18]], [[-5.204170427930421e-18]], [[-5.204170427930421e-18]], [[-2.7755575615628914e-17]], [[-1.734723475976807e-17]], [[6.938893903907228e-18]], [[-3.469446951953614e-18]], [[-6.938893903907228e-18]], [[-3.469446951953614e-18]], [[5.204170427930421e-18]], [[-8.673617379884035e-19]], [[-8.673617379884035e-18]], [[-1.929879867024198e-17]], [[2.2551405187698492e-17]], [[-3.0357660829594124e-18]], [[-8.673617379884035e-19]], [[2.168404344971009e-18]], [[-3.469446951953614e-18]], [[6.938893903907228e-18]], [[-6.938893903907228e-18]], [[-7.806255641895632e-18]], [[-1.734723475976807e-18]], [[5.204170427930421e-18]], [[0.0]], [[1.734723475976807e-18]], [[8.673617379884035e-19]], [[0.0]], [[0.0]], [[6.938893903907228e-18]], [[6.938893903907228e-18]], [[6.938893903907228e-18]], [[1.3877787807814457e-17]], [[3.469446951953614e-18]], [[5.637851296924623e-18]], [[6.938893903907228e-18]], [[8.673617379884035e-18]], [[-6.071532165918825e-18]], [[-6.071532165918825e-18]], [[-6.938893903907228e-18]], [[0.0]], [[8.321251673826247e-18]], [[5.204170427930421e-18]], [[-6.938893903907228e-18]], [[-3.469446951953614e-18]], [[2.7647155398380363e-18]], [[3.469446951953614e-18]], [[-6.938893903907228e-18]], [[-1.0408340855860843e-17]], [[-1.3877787807814457e-17]], [[0.0]], [[-1.3877787807814457e-17]], [[-3.469446951953614e-18]], [[-1.734723475976807e-17]], [[-6.938893903907228e-18]], [[6.938893903907228e-18]], [[1.3877787807814457e-17]], [[-1.3877787807814457e-17]], [[-6.938893903907228e-18]], [[-1.3877787807814457e-17]], [[-6.938893903907228e-18]], [[0.0]], [[-6.938893903907228e-18]], [[-6.938893903907228e-18]], [[0.0]], [[7.806255641895632e-18]], [[1.214306433183765e-17]], [[5.204170427930421e-18]], [[6.938893903907228e-18]], [[1.3877787807814457e-17]], [[1.3877787807814457e-17]], [[0.0]], [[0.0]], [[1.3877787807814457e-17]], [[1.3877787807814457e-17]], [[1.3877787807814457e-17]], [[1.3877787807814457e-17]], [[0.0]], [[1.3877787807814457e-17]], [[1.3877787807814457e-17]], [[1.3877787807814457e-17]], [[1.3877787807814457e-17]], [[1.3877787807814457e-17]], [[2.7755575615628914e-17]], [[1.3877787807814457e-17]], [[1.3877787807814457e-17]], [[0.0]], [[1.3877787807814457e-17]], [[2.7755575615628914e-17]], [[1.3877787807814457e-17]], [[1.3877787807814457e-17]], [[0.0]], [[4.163336342344337e-17]], [[4.85722573273506e-17]], [[6.938893903907228e-18]], [[3.469446951953614e-17]], [[3.469446951953614e-17]], [[2.0816681711721685e-17]], [[-1.3877787807814457e-17]], [[0.0]], [[0.0]], [[0.0]], [[0.0]], [[-2.7755575615628914e-17]], [[8.326672684688674e-17]], [[0.0]], [[5.551115123125783e-17]], [[2.7755575615628914e-17]], [[1.3877787807814457e-17]], [[6.938893903907228e-17]], [[1.3877787807814457e-17]], [[-5.551115123125783e-17]], [[-2.7755575615628914e-17]], [[6.938893903907228e-18]], [[6.245004513516506e-17]], [[1.3877787807814457e-17]], [[0.0]], [[4.163336342344337e-17]], [[3.469446951953614e-17]], [[6.938893903907228e-18]], [[6.938893903907228e-17]], [[0.0]], [[1.3877787807814457e-17]], [[1.3877787807814457e-17]], [[1.249000902703301e-16]], [[2.7755575615628914e-17]], [[3.469446951953614e-17]], [[4.163336342344337e-17]], [[6.938893903907228e-17]], [[-1.3877787807814457e-17]], [[2.42861286636753e-17]], [[5.898059818321144e-17]], [[0.0]], [[5.551115123125783e-17]], [[-2.0816681711721685e-17]], [[-3.2959746043559335e-17]], [[-3.2959746043559335e-17]], [[-1.0408340855860843e-17]], [[5.551115123125783e-17]], [[1.734723475976807e-17]], [[2.2551405187698492e-17]], [[1.734723475976807e-17]], [[-1.734723475976807e-18]], [[3.0357660829594124e-18]], [[-3.3881317890172014e-21]]], [[[5.037314841631203e-06]], [[0.0018728215563307846]], [[0.003547360589045926]], [[0.00505021627030542]], [[0.006332537698580599]], [[0.0074945029350892145]], [[0.008538994678846069]], [[0.009455972886719819]], [[0.010233624800101485]], [[0.010908958912816173]], [[0.011496842371771322]], [[0.012006931281841073]], [[0.012443137518449165]], [[0.012815736966241043]], [[0.01312311311669078]], [[0.01337518199621945]], [[0.013576106812778519]], [[0.013728080708209175]], [[0.013842157294411121]], [[0.013912376530088855]], [[0.013946661311955856]], [[0.013940018888914562]], [[0.013917721606106756]], [[0.013852456441921759]], [[0.013765433423802155]], [[0.013651456166405547]], [[0.013516562284813405]], [[0.013362749973216856]], [[0.013190957705215186]], [[0.013006168621443737]], [[0.012808720222827264]], [[0.012601961232116966]], [[0.012385049608514644]], [[0.012157630648361584]], [[0.011918923443226884]], [[0.011668192803567054]], [[0.011404732579124287]], [[0.01112791259413667]], [[0.01083689662644728]], [[0.010531153943447486]], [[0.010209854007740927]], [[0.009872332274957912]], [[0.009517972817845392]], [[0.009145880527413074]], [[0.008755601429547507]], [[0.008346244128657643]], [[0.007917169979697457]], [[0.00746777415662345]], [[0.006997120379299147]], [[0.0065048080309542435]], [[0.005989903459625939]], [[0.005883017512974946]], [[0.005774984527816629]], [[0.005665901664849133]], [[0.005555866084770737]], [[0.005444974948279658]], [[0.00533332541607408]], [[0.005221014648852228]], [[0.00510813980731234]], [[0.00499405032132118]], [[0.004878207047341935]], [[0.004761605447645256]], [[0.004643994397647332]], [[0.004525365621945315]], [[0.004407065579226177]], [[0.004284304340095279]], [[0.00415723674609547]], [[0.003987698616688813]], [[0.0037575652638707803]], [[0.0034217944922882854]], [[0.0029636513952074773]], [[0.002352313828288351]], [[0.0016497453066636673]], [[0.0008646172646898324]], [[5.425035318157995e-05]], [[2.3491588148197295e-05]], [[1.6791090934315574e-05]], [[1.1408367553608287e-05]], [[7.158245026195678e-06]], [[3.923709952426135e-06]], [[1.593156505228302e-06]], [[1.7049568759087454e-07]], [[-0.00048129771898126894]], [[-0.001129180059949192]], [[-0.0018735627494845739]], [[-0.0025072832626352043]], [[-0.002996927162368393]], [[-0.003001760959543069]], [[-0.0007304652293076263]], [[-1.5225490556850137e-05]], [[-1.2557549960054773e-05]], [[-1.3118461482908642e-05]], [[-1.37961229194428e-05]], [[-1.4747599886783327e-05]], [[-2.208456665089842e-05]], [[-2.412136416696936e-05]], [[-1.5514461256411458e-05]], [[-1.1721636388033543e-05]], [[-1.0115789521359525e-05]], [[-1.3098190717129171e-05]], [[-1.8404450216686166e-05]], [[-2.6507698111865458e-05]], [[-3.400414438146232e-05]], [[-0.000511261342174843]], [[-0.0008257540058169508]], [[-0.0009274894870893412]], [[-0.0008966233281725508]], [[-0.0007889161178600106]], [[-0.0006486471342975614]], [[-0.0005044837630023974]], [[-0.0003470475569126649]], [[-0.0002157338438285722]], [[-0.00010653007055545782]], [[-4.2520304872575854e-05]], [[-4.175791656994832e-05]], [[-4.111751826308546e-05]], [[-4.07339478903368e-05]], [[-0.0001174032828095764]], [[-0.0003602365640455289]], [[-0.0007333652418649687]], [[-0.0012590496497086557]], [[-0.0019692342864577163]], [[-0.00285803384893241]], [[-0.0038140486090625716]], [[-0.004684765695863152]], [[-0.004855756428134947]], [[-0.005071839912133377]], [[-0.0053296275616266375]], [[-0.005612629917594786]], [[-0.005901494167268637]], [[-0.0060233807173894205]], [[-0.00603829896215366]], [[-0.0061036547819191544]], [[-0.006200592640728725]], [[-0.006309980436492751]], [[-0.006413059824829523]], [[-0.00651046306913354]], [[-0.006600362541156937]], [[-0.006686053277271828]], [[-0.0067685790092085335]], [[-0.006850274641991505]], [[-0.006932501498384203]], [[-0.007016407594732377]], [[-0.007102612342160156]], [[-0.007190363392834409]], [[-0.007279676860036652]], [[-0.007370720925091723]], [[-0.007463442492872431]], [[-0.007557697173452761]], [[-0.007653367372381946]], [[-0.008146023863814592]], [[-0.008663815938753046]], [[-0.009198270665752614]], [[-0.009739285176404266]], [[-0.01028032374793756]], [[-0.010812214017375268]], [[-0.011323996996831093]], [[-0.01181150679125735]], [[-0.012261852988615998]], [[-0.01267718810624624]], [[-0.013057761725005057]], [[-0.013406795901162435]], [[-0.013726899981233456]], [[-0.014020602703998575]], [[-0.014290543078044365]], [[-0.014539174174040104]], [[-0.014769348418700673]], [[-0.014983173430240061]], [[-0.015183809445184854]], [[-0.015373417904439683]], [[-0.015554970899906886]], [[-0.015730249354284916]], [[-0.015900333424919505]], [[-0.01605925755635243]], [[-0.01620394071575295]], [[-0.01633044384517015]], [[-0.01643024167769723]], [[-0.01650759620582682]], [[-0.016535673819542906]], [[-0.016545567619031497]], [[-0.01650461223725072]], [[-0.016421001314125293]], [[-0.01627833974097099]], [[-0.01608619063257123]], [[-0.015829708254695547]], [[-0.015508729780829525]], [[-0.015119586481111807]], [[-0.014652093666498632]], [[-0.01410863941970121]], [[-0.013478825605713618]], [[-0.01276085353249917]], [[-0.011950473144181307]], [[-0.011038208962622014]], [[-0.009969972846242046]], [[-0.008762737462346631]], [[-0.0074204356073437035]], [[-0.0059310628831421835]], [[-0.004174915936742742]], [[-0.0022054375757723367]], [[5.037314841631877e-06]]], [[[6.628176459505624e-05]], [[0.021017913871025227]], [[0.03980944097459122]], [[0.05667433626304082]], [[0.0710639833567511]], [[0.08410294349810721]], [[0.09582328934811403]], [[0.10611211471051356]], [[0.11483713590122692]], [[0.12241342713491807]], [[0.12900806063511425]], [[0.13472946483645012]], [[0.13962184770628672]], [[0.14380083653667713]], [[0.14717332865961236]], [[0.14989360166734064]], [[0.15204283642344005]], [[0.15365015411727595]], [[0.15484588561236928]], [[0.1555363429995324]], [[0.15586551367844678]], [[0.1557409714371772]], [[0.15541412364216983]], [[0.15462896918639785]], [[0.15359823790540128]], [[0.15226711983683852]], [[0.15069993820254873]], [[0.14891845466944795]], [[0.14693198600715077]], [[0.14479447471645618]], [[0.14250902002896507]], [[0.14011165592860883]], [[0.13759518803813622]], [[0.13495637553817402]], [[0.13218958481765286]], [[0.1292876607148269]], [[0.12624501510856703]], [[0.12305656016898535]], [[0.11971447523168527]], [[0.11621524440515185]], [[0.11255108428393981]], [[0.10871668246589015]], [[0.10470704016169338]], [[0.10051395735263696]], [[0.09613441338643285]], [[0.09156023210819939]], [[0.0867862690397916]], [[0.08180759466271678]], [[0.07661574749076644]], [[0.07120804606456874]], [[0.06557604555950071]], [[0.06440996966516377]], [[0.06323256355780071]], [[0.062044793559670686]], [[0.06084762599303319]], [[0.05964202718014729]], [[0.05842896344327243]], [[0.0572094011046677]], [[0.05598430648659247]], [[0.05474729399936089]], [[0.053493068147667466]], [[0.05223141898623546]], [[0.050959887474198835]], [[0.049678399073940574]], [[0.04839852461618504]], [[0.04707912370395256]], [[0.0457216420936772]], [[0.04399804333987668]], [[0.04175310051103697]], [[0.03840143173205585]], [[0.03338895738499617]], [[0.02695674740391834]], [[0.019870256593639474]], [[0.012261388519691246]], [[0.004660933276055476]], [[0.003408734620221848]], [[0.002511869109475936]], [[0.0017720434883921137]], [[0.0011669694606279441]], [[0.0006834371163082983]], [[0.0003077485724231866]], [[4.028737683333403e-05]], [[-0.004837498780204668]], [[-0.011349331083882083]], [[-0.018831083460051235]], [[-0.025200575955975944]], [[-0.03012196177244626]], [[-0.030170546020852337]], [[-0.009777090703829806]], [[-0.0023156220436655077]], [[-0.0019802391404299697]], [[-0.002064655262601473]], [[-0.002155359839026279]], [[-0.002278026369139134]], [[-0.0031832000946034663]], [[-0.003428247890482544]], [[-0.0023486989918765186]], [[-0.0018567293912132767]], [[-0.0016472020711972976]], [[-0.0020689399508553967]], [[-0.0027900233298745938]], [[-0.0038552331739845]], [[-0.004826519619954027]], [[-0.009357228739735688]], [[-0.012367918025149971]], [[-0.013441187822075807]], [[-0.01328992009215735]], [[-0.012427156586096683]], [[-0.011260245577863155]], [[-0.01005143631610141]], [[-0.008709077348695825]], [[-0.007584602866883606]], [[-0.006629854435300259]], [[-0.006024511627341144]], [[-0.0059238110168319605]], [[-0.005834600418600865]], [[-0.005774121726724667]], [[-0.006379758949356343]], [[-0.008395080553812285]], [[-0.011596567622051726]], [[-0.016268498653960822]], [[-0.02291613055923751]], [[-0.03207255843119059]], [[-0.03993233716815818]], [[-0.04708634062769093]], [[-0.048804959740496985]], [[-0.05097680379676468]], [[-0.05356781428942813]], [[-0.05641225650845377]], [[-0.05931561632158508]], [[-0.06087509221586755]], [[-0.061555836846668974]], [[-0.06260505218503969]], [[-0.06387488425902717]], [[-0.06522026562422406]], [[-0.06649318355977418]], [[-0.06770229845930388]], [[-0.0688354654093008]], [[-0.06992261671219283]], [[-0.07097379326307507]], [[-0.07201120690470711]], [[-0.07304794570651305]], [[-0.07409519247416405]], [[-0.07515744951161382]], [[-0.07622985242837327]], [[-0.07731227071583283]], [[-0.07840564781275831]], [[-0.07950967303394184]], [[-0.08062328627692517]], [[-0.08174552770191279]], [[-0.08741446552303384]], [[-0.09321949482241743]], [[-0.09909894615104015]], [[-0.10496969680152729]], [[-0.11078226951841164]], [[-0.1164650594732686]], [[-0.1219319647390304]], [[-0.1271519530737345]], [[-0.13202275817993978]], [[-0.13656328906412052]], [[-0.14077606868663362]], [[-0.14468706512667662]], [[-0.14831886675596145]], [[-0.1516910100267151]], [[-0.15482631210042397]], [[-0.15774469721802134]], [[-0.1604691716754566]], [[-0.16301845140322307]], [[-0.1654169466700685]], [[-0.16768379015169543]], [[-0.1698436426422305]], [[-0.17190873807645843]], [[-0.17388976697818545]], [[-0.17572344448396782]], [[-0.17738103659890875]], [[-0.1788231702321233]], [[-0.17996137766841222]], [[-0.18084461001875446]], [[-0.18119748482060266]], [[-0.18133315814304388]], [[-0.1809186522910824]], [[-0.18006218190841938]], [[-0.1785640399055454]], [[-0.17654285829432112]], [[-0.17383899911088999]], [[-0.17045326310312225]], [[-0.16633344301331082]], [[-0.1613569020417957]], [[-0.15553476789015547]], [[-0.14874053932978604]], [[-0.14093849670994354]], [[-0.13207652630028813]], [[-0.12203397105971878]], [[-0.11024435300622683]], [[-0.09688403050077786]], [[-0.08201850644720435]], [[-0.06553966951356796]], [[-0.04612355055407122]], [[-0.024351978664601894]], [[6.628176459506226e-05]]], [[[0.00017846327256128223]], [[0.04365487926189311]], [[0.08266073848820363]], [[0.11766646921043886]], [[0.14752398153017715]], [[0.17457603748161118]], [[0.198882310421072]], [[0.22020150187644663]], [[0.23826479610342483]], [[0.25392509928573226]], [[0.2675323151615092]], [[0.27930843072643763]], [[0.2893494473434235]], [[0.2979025863338945]], [[0.30464340458043315]], [[0.30997591204202807]], [[0.314133478820555]], [[0.31718904694519884]], [[0.31943021015055667]], [[0.3205879203508209]], [[0.32111448838578804]], [[0.3207166556660687]], [[0.3198252424438285]], [[0.3180511003241212]], [[0.31576424028508193]], [[0.3128609070373913]], [[0.30946476906761605]], [[0.3056190599330303]], [[0.3013396849390237]], [[0.2967328679814858]], [[0.29180310556268674]], [[0.28662073006169014]], [[0.28117714190255605]], [[0.27546769514317243]], [[0.26948946966029996]], [[0.26323070391685555]], [[0.2566863534130705]], [[0.2498514250497506]], [[0.24271408794322932]], [[0.2352738806876195]], [[0.22751897539273477]], [[0.219444364200091]], [[0.21104504035384813]], [[0.20230917409338167]], [[0.19323630621958215]], [[0.18381460661757665]], [[0.1740390721836807]], [[0.1639046850258106]], [[0.15339963447565766]], [[0.14252343821646302]], [[0.13126428421863265]], [[0.1289418492492133]], [[0.12660025216784423]], [[0.12424114818772765]], [[0.12186619252206607]], [[0.11947704038406164]], [[0.11707534698691685]], [[0.11466276754383384]], [[0.11224095726801504]], [[0.10979924559817437]], [[0.10732877205486578]], [[0.10484595763152094]], [[0.10234671185129879]], [[0.09983093154168948]], [[0.09731269256862987]], [[0.0947420281344122]], [[0.0921211173540087]], [[0.08905064428279535]], [[0.08534370430046537]], [[0.07976152840434911]], [[0.0705379099525098]], [[0.059311516609300896]], [[0.04761570965950134]], [[0.035756891321455014]], [[0.02446613738557673]], [[0.0193770289550427]], [[0.015050618193539375]], [[0.011267098435427215]], [[0.007946662559829952]], [[0.005052799622903264]], [[0.0025331984345727107]], [[0.0003881563565948026]], [[-0.008446111444082801]], [[-0.019815553348047663]], [[-0.03287844333258682]], [[-0.04399936468206014]], [[-0.05259194009217281]], [[-0.0526767665686453]], [[-0.026841507344746916]], [[-0.014251623499878026]], [[-0.012874802089967927]], [[-0.013385634078442864]], [[-0.013823177074005205]], [[-0.014362877907391965]], [[-0.017876241504279317]], [[-0.018752310599160875]], [[-0.014349023120606642]], [[-0.012150036542072633]], [[-0.011199393001085233]], [[-0.013483954513126475]], [[-0.017082661089373525]], [[-0.022005720574598545]], [[-0.026334748140732347]], [[-0.03323648749954181]], [[-0.03793874034166618]], [[-0.0400191086397464]], [[-0.040392311181470054]], [[-0.039757334194736996]], [[-0.038666804442458104]], [[-0.03747700125975367]], [[-0.03603587542444813]], [[-0.034795939647443916]], [[-0.03364637927739968]], [[-0.032758454218486326]], [[-0.03228761242038951]], [[-0.03181850888644484]], [[-0.031425370857860416]], [[-0.03179116557058677]], [[-0.0337208700233286]], [[-0.037213090632192206]], [[-0.04286622492937961]], [[-0.051912040613538005]], [[-0.06657048832182952]], [[-0.07470796691586741]], [[-0.08221117947624482]], [[-0.08521183109730349]], [[-0.0890037983456404]], [[-0.09352761620444251]], [[-0.09849391740051813]], [[-0.1035630867498365]], [[-0.10732986758079396]], [[-0.11017557314134543]], [[-0.11323230218111943]], [[-0.11637197427939491]], [[-0.1194887519561771]], [[-0.12245073226020023]], [[-0.1252802337963673]], [[-0.1279754846037111]], [[-0.1305787990757895]], [[-0.13310630464528947]], [[-0.13559286072891732]], [[-0.1380594625978225]], [[-0.14052452411097152]], [[-0.14299052584552596]], [[-0.14545739599899604]], [[-0.1479239936490006]], [[-0.15038963407425887]], [[-0.1528544709381156]], [[-0.15531787450586113]], [[-0.15777886230630217]], [[-0.16991594193594137]], [[-0.1819267828196343]], [[-0.1937770520721746]], [[-0.20537912910976053]], [[-0.21669724466665805]], [[-0.22767064835589046]], [[-0.23822408090805233]], [[-0.2483371999579922]], [[-0.2579166648016183]], [[-0.26698697995782583]], [[-0.27555259549970684]], [[-0.28363881825929305]], [[-0.2912737289390215]], [[-0.2984730810620399]], [[-0.3052651383058659]], [[-0.311669916295798]], [[-0.31770990260797494]], [[-0.323410070758508]], [[-0.3287900840840584]], [[-0.33387525590069506]], [[-0.3386923728314247]], [[-0.3432451057492602]], [[-0.3475516014475399]], [[-0.35149098496078784]], [[-0.35502006001483327]], [[-0.3580707636560423]], [[-0.3604799529659305]], [[-0.362352182805675]], [[-0.3631889142338423]], [[-0.36353890819222123]], [[-0.3628062491069702]], [[-0.3612606127314151]], [[-0.35844429581365406]], [[-0.354634712771669]], [[-0.3495205968615859]], [[-0.3431109553669766]], [[-0.3352667668666544]], [[-0.3257106261189996]], [[-0.31442176699671376]], [[-0.30111067013320325]], [[-0.2856598952638502]], [[-0.2679491175414043]], [[-0.2476883149052171]], [[-0.22381712730644754]], [[-0.19666147479915377]], [[-0.16641681508372638]], [[-0.1329335521822446]], [[-0.09352283111954279]], [[-0.04933998996860265]], [[0.0001784632725612895]]], [[[0.00029996199543164093]], [[0.05568714545651428]], [[0.10536115221613516]], [[0.14993744270991194]], [[0.18792262420708147]], [[0.22232879121319862]], [[0.25320850611617574]], [[0.2802305877282251]], [[0.30307190284897906]], [[0.32278824400894246]], [[0.33983487822436764]], [[0.3544824840440215]], [[0.36686657588539895]], [[0.3773262927876343]], [[0.3855710711734561]], [[0.39207679731559497]], [[0.39710124386747286]], [[0.40074705727993504]], [[0.40339275890699633]], [[0.40463656138949383]], [[0.40517675007186216]], [[0.4045590189280487]], [[0.4032555680267627]], [[0.40088868322021975]], [[0.3978693036512542]], [[0.39407402269815]], [[0.389651630397138]], [[0.3846553670324155]], [[0.3791026062575997]], [[0.3731233570645972]], [[0.3667217454315038]], [[0.3599833155267754]], [[0.3529023156305865]], [[0.3454745477838031]], [[0.3377034456792102]], [[0.32957661050184767]], [[0.32109297774749446]], [[0.3122507452463386]], [[0.30303849342572603]], [[0.2934611978719048]], [[0.2835073823379996]], [[0.2731755930825373]], [[0.2624638491849636]], [[0.25136137387556573]], [[0.23987231121888236]], [[0.2279858434185023]], [[0.2157002431220982]], [[0.2030133892813819]], [[0.18991498629960443]], [[0.17640855746636872]], [[0.1624837762218975]], [[0.15961885861827915]], [[0.15673318838045475]], [[0.15382857900390903]], [[0.1509068439841267]], [[0.14796979681659236]], [[0.14501925099679083]], [[0.1420570200202066]], [[0.13908491738232437]], [[0.13609151560885588]], [[0.13306731407905592]], [[0.13002996068200945]], [[0.12697509365032378]], [[0.12390262409658499]], [[0.12082231257980156]], [[0.11769962233708132]], [[0.11453664781284706]], [[0.11105613105170413]], [[0.10713114383849097]], [[0.10174735266466514]], [[0.09334738056304885]], [[0.083471477131116]], [[0.07329436552548038]], [[0.06304568332718295]], [[0.05319309281590014]], [[0.044835896400612495]], [[0.03684786750736012]], [[0.029199302891133132]], [[0.02182842420452868]], [[0.014751856959871353]], [[0.007915529634866431]], [[0.0013151958228516116]], [[-0.009411447614719836]], [[-0.022080343543476523]], [[-0.0366362377677315]], [[-0.049028208842339244]], [[-0.05860286031162104]], [[-0.0586973819083283]], [[-0.04567798489546391]], [[-0.03582873021747608]], [[-0.03403102022732114]], [[-0.03529417057737296]], [[-0.03610199641951192]], [[-0.03693778118334121]], [[-0.040790056124722536]], [[-0.041462529517276435]], [[-0.03581659953644167]], [[-0.03229459406706554]], [[-0.030724981571030104]], [[-0.03571550401666657]], [[-0.04273131145265914]], [[-0.051155669293834846]], [[-0.05804795682265031]], [[-0.06424506776654633]], [[-0.06870040659362678]], [[-0.07135838397253573]], [[-0.0728015593775151]], [[-0.07347638285004825]], [[-0.07372610387247364]], [[-0.07378889004048297]], [[-0.0735024976740404]], [[-0.07315106856833783]], [[-0.07257859489196666]], [[-0.07189919845841657]], [[-0.07107597112043626]], [[-0.07009015372106354]], [[-0.06905116727553699]], [[-0.06827516793576337]], [[-0.06812831237847407]], [[-0.06887189078462569]], [[-0.07101793493662752]], [[-0.07562002011217857]], [[-0.08476672711892959]], [[-0.08806933064888141]], [[-0.09160738809894199]], [[-0.09495099488516345]], [[-0.09917635958118087]], [[-0.1042172207015344]], [[-0.10975113815635693]], [[-0.11539968093217798]], [[-0.12060648986329338]], [[-0.1253798605637087]], [[-0.12997033685774226]], [[-0.13436097163290703]], [[-0.1385764067826385]], [[-0.142592007501791]], [[-0.14643960339927578]], [[-0.15013601086194414]], [[-0.15371876262775927]], [[-0.15720447211240307]], [[-0.1606281907383635]], [[-0.1640115186379463]], [[-0.167373899999131]], [[-0.17071289630697334]], [[-0.17403657069352507]], [[-0.1773427689322191]], [[-0.18062847312291402]], [[-0.18389452761138556]], [[-0.1871414115268861]], [[-0.19036870058573518]], [[-0.20605831860604978]], [[-0.2212554361566085]], [[-0.23599271412128442]], [[-0.2502281270531641]], [[-0.26397076220881316]], [[-0.27721507252595834]], [[-0.28994978959133794]], [[-0.30218496737164313]], [[-0.3138989955275308]], [[-0.32511095036100346]], [[-0.3358258341399334]], [[-0.3460524751305991]], [[-0.35581118074129003]], [[-0.3651017547902258]], [[-0.37394449923900946]], [[-0.38234743377575636]], [[-0.3903185194325959]], [[-0.39787813459130533]], [[-0.40502599195220584]], [[-0.41178247351892827]], [[-0.41816169449406915]], [[-0.42415064033996536]], [[-0.4297690305312227]], [[-0.4348721360315413]], [[-0.4394185655654001]], [[-0.4433331356752875]], [[-0.4464256627233103]], [[-0.4488311089792201]], [[-0.4499768109195209]], [[-0.4504761841429937]], [[-0.44965113658066913]], [[-0.447880236384863]], [[-0.44454804696020384]], [[-0.44003165500204594]], [[-0.43395274859687627]], [[-0.42632872240634434]], [[-0.41695837739163033]], [[-0.4054714072570244]], [[-0.39180580518525726]], [[-0.3755725764769615]], [[-0.3565876021555364]], [[-0.33468843785389096]], [[-0.30947517586384854]], [[-0.2796973104382539]], [[-0.24573542182966535]], [[-0.2078857209798944]], [[-0.16601938346625267]], [[-0.11677544546641846]], [[-0.061576170061833135]], [[0.0002999619954316434]]], [[[0.0003717728222645991]], [[0.05789738210232562]], [[0.10945339499891017]], [[0.15571463851440745]], [[0.1950971719254484]], [[0.23075825072695905]], [[0.262726946581307]], [[0.29063410829720965]], [[0.3141637159770965]], [[0.33437892214721293]], [[0.3517625151039274]], [[0.3665818947899522]], [[0.37899182528842307]], [[0.389370707570889]], [[0.39771138680966706]], [[0.40437421294369574]], [[0.40951024930757635]], [[0.4132274020436169]], [[0.41591896290212005]], [[0.4171584714645442]], [[0.41769089069794735]], [[0.4170312945637259]], [[0.41565241137386744]], [[0.4131871660804068]], [[0.41004817895022355]], [[0.4061097102976901]], [[0.40152371779340745]], [[0.3963448279084265]], [[0.39059042014541623]], [[0.38439372687700435]], [[0.3777586966286543]], [[0.3707728854302203]], [[0.3634313673639662]], [[0.3557301420350389]], [[0.3476741506778458]], [[0.3392510922004626]], [[0.3304609130472182]], [[0.3213026412665217]], [[0.3117651956107836]], [[0.3018548001712922]], [[0.2915603035374455]], [[0.28088116560287474]], [[0.26981619874617396]], [[0.25835511106148984]], [[0.2465031054251012]], [[0.23424983968538593]], [[0.2215944363781025]], [[0.2085355399622253]], [[0.19506344495062444]], [[0.18118260605989644]], [[0.1668832796729305]], [[0.16394278248459876]], [[0.160981566656238]], [[0.15800144742345576]], [[0.15500424001248336]], [[0.1519917596425697]], [[0.14896582152880092]], [[0.14592824088525705]], [[0.14288083292839113]], [[0.13981221825115037]], [[0.13671293477001636]], [[0.1336005707568113]], [[0.13047078707359794]], [[0.1273234990971622]], [[0.12416719165510859]], [[0.12097187339808739]], [[0.11773957337900537]], [[0.11422907032269765]], [[0.110330935835018]], [[0.10578803297723441]], [[0.10052612887098446]], [[0.0942994716740756]], [[0.08731324470120562]], [[0.07955417185990621]], [[0.07122809556460198]], [[0.0623805819274038]], [[0.05306612106469065]], [[0.04341245311971437]], [[0.03344212663561271]], [[0.023267444580116745]], [[0.012872477879291647]], [[0.0022467381704079983]], [[-0.009407663866851539]], [[-0.022137786301330946]], [[-0.03676330655484825]], [[-0.049219465877594966]], [[-0.05885015017289138]], [[-0.05897027395319023]], [[-0.05688905032719122]], [[-0.05238773085299915]], [[-0.05112763060699983]], [[-0.05295707659850404]], [[-0.053894726912143504]], [[-0.05468385920282713]], [[-0.056232495299903915]], [[-0.055965767536880574]], [[-0.05214543872584282]], [[-0.04864366454411193]], [[-0.047026018869875466]], [[-0.0537007793517007]], [[-0.06229001494740237]], [[-0.07137213497375511]], [[-0.07818811424315338]], [[-0.08346838600628377]], [[-0.08747644715361443]], [[-0.09038875960804249]], [[-0.09255410772288268]], [[-0.0941788718524579]], [[-0.09540624027965094]], [[-0.09636843037858887]], [[-0.09690345155697314]], [[-0.0971715648888003]], [[-0.09700105692345862]], [[-0.09656197614954662]], [[-0.0956541870966043]], [[-0.0943729530630018]], [[-0.09281520777966144]], [[-0.09116507439945734]], [[-0.08960507695099781]], [[-0.08832507416451363]], [[-0.08750568358127801]], [[-0.0873579203500535]], [[-0.08796634580497477]], [[-0.08956443654404311]], [[-0.09203913700216196]], [[-0.09539266655372233]], [[-0.09963482626724719]], [[-0.10470017123800376]], [[-0.11026334868196244]], [[-0.11594251780811635]], [[-0.12140165344543234]], [[-0.12655621799917846]], [[-0.13143345684479538]], [[-0.13604449415351294]], [[-0.14044600054740963]], [[-0.14464060888076283]], [[-0.14866185685338204]], [[-0.1525308461341239]], [[-0.15628313384238546]], [[-0.15993510800508362]], [[-0.16352113667198018]], [[-0.1670625202005311]], [[-0.17057855409809478]], [[-0.17406562385402796]], [[-0.17753365331469795]], [[-0.18098028046823564]], [[-0.18440196845806256]], [[-0.18779971627767128]], [[-0.19117426962189374]], [[-0.19452535227605044]], [[-0.21077368291489743]], [[-0.22644843865823058]], [[-0.24159830789714415]], [[-0.2561935138103529]], [[-0.27025414172286705]], [[-0.2837885285423696]], [[-0.2968016008828482]], [[-0.3093107840997664]], [[-0.32131280894808667]], [[-0.3328249999002631]], [[-0.3438523925870102]], [[-0.3543995211807369]], [[-0.36448433069121194]], [[-0.37410265101848517]], [[-0.3832723748450554]], [[-0.39199836264515936]], [[-0.4002847863028874]], [[-0.40815045298467495]], [[-0.41559010550254527]], [[-0.4226224707231489]], [[-0.42925820899537676]], [[-0.4354804157943935]], [[-0.44130879143892204]], [[-0.4465956768678711]], [[-0.45130099451598793]], [[-0.4553493535190864]], [[-0.4585477937307455]], [[-0.4610360456707809]], [[-0.4622349056277932]], [[-0.46276111730657477]], [[-0.4619302397297014]], [[-0.460140101985553]], [[-0.4567487668091667]], [[-0.4521503131511741]], [[-0.4459575999208517]], [[-0.43818975077685296]], [[-0.4286342564977865]], [[-0.41690536588519794]], [[-0.40293207991213764]], [[-0.3863087091747654]], [[-0.3668383455642925]], [[-0.344352350677954]], [[-0.31843015346726744]], [[-0.28779918042864083]], [[-0.25284828097343187]], [[-0.2138914491001002]], [[-0.17080772861463547]], [[-0.1201386433915796]], [[-0.06334335821193761]], [[0.00037177282226459737]]], [[[0.0004020999948304102]], [[0.057992251222120234]], [[0.10961362086488534]], [[0.15593265428801398]], [[0.1953567257775744]], [[0.23105395200113016]], [[0.26305326524613665]], [[0.2911381813234179]], [[0.31465659226739673]], [[0.33483112402531584]], [[0.35214900581874176]], [[0.36687397801842314]], [[0.3791658894088033]], [[0.3894125422334954]], [[0.3976545136335922]], [[0.4042353886813614]], [[0.4092906943845297]], [[0.41293211408769476]], [[0.41555808039798386]], [[0.4167213561021896]], [[0.41721010806551084]], [[0.41651106433522234]], [[0.4150714838251858]], [[0.41256420592660337]], [[0.40938188039492346]], [[0.40540153882695185]], [[0.4007724128822073]], [[0.39554859019654576]], [[0.38974645651286666]], [[0.3834976466721486]], [[0.3768055117683588]], [[0.3697563249181165]], [[0.3623468640864684]], [[0.35457362173837703]], [[0.3464440668391232]], [[0.33794676533822865]], [[0.329083601450909]], [[0.31985527034873457]], [[0.31025201409551056]], [[0.3002821642128705]], [[0.28993590986321444]], [[0.27921459989843267]], [[0.2681187517791048]], [[0.25663972002090696]], [[0.24478457888378113]], [[0.23254462715836996]], [[0.21992071934497287]], [[0.20691348150674316]], [[0.1935151089906728]], [[0.17973367255487674]], [[0.16556121205958682]], [[0.16264998588741605]], [[0.15971939288246328]], [[0.15677111941462127]], [[0.15380684962792915]], [[0.1508282660089531]], [[0.14783705005602768]], [[0.14483488302870054]], [[0.14182344674978029]], [[0.13879211403899766]], [[0.13573234396456144]], [[0.13266063982374748]], [[0.1295729353208316]], [[0.12646889571241787]], [[0.1233536586199467]], [[0.12020712275197026]], [[0.11703082299695695]], [[0.11366138739073539]], [[0.11002311125496951]], [[0.1060578144521761]], [[0.10201323622875025]], [[0.09750475351080429]], [[0.09249457651108939]], [[0.0869276363659844]], [[0.08080039469173533]], [[0.074104412 | 4D array with the moment coefficients of the airfoils. Dimension 0 is along the blade span for n_span stations, dimension 1 is along the angles of attack, dimension 2 is along the Reynolds number, dimension 3 is along the number of tabs, which may describe multiple sets at the same station, for example in presence of a flap.
blade.interp_airfoils.coord_xy_interp | output |  | [[[0.9999999999999998, 4.336808689942018e-19], [0.999310113472703, -0.022458662776405094], [0.9977156747146716, -0.04481597788321213], [0.9955181329469308, -0.06708079917920928], [0.9919396862074491, -0.08919315157447237], [0.9874356440341693, -0.11110058375506152], [0.9819915326294707, -0.1327586545797957], [0.975626529462686, -0.15412712184956692], [0.9682675382227565, -0.17512661114177105], [0.9600606107281728, -0.19575847919035488], [0.9509265666015069, -0.2159363078916257], [0.9409403354275221, -0.2356383539369196], [0.9301479657016355, -0.25483397354807125], [0.9185415472119017, -0.27346355046334336], [0.9061818532599231, -0.2915091340658063], [0.8930916444348403, -0.30892667274752666], [0.8793058160179221, -0.32568448178550335], [0.8649045992106825, -0.3417904599428264], [0.8498519199312867, -0.3571497281866142], [0.8342455035576795, -0.3717941767975284], [0.8181212017044299, -0.3856982435999456], [0.8014930485318991, -0.39881216938094055], [0.7844334870013709, -0.411156320613968], [0.7669737666731877, -0.42270396259936494], [0.7491624871044766, -0.4334540659386784], [0.7310219145418266, -0.4433631721872983], [0.7126368618751303, -0.4525063986525333], [0.694007845027337, -0.46079516407680154], [0.6751845969458387, -0.4682485934576786], [0.6562257930050002, -0.47490858582269957], [0.6371774555615161, -0.4808088426081778], [0.618038507550428, -0.48581809050568], [0.5988819912454483, -0.49006763002186154], [0.579739650495367, -0.49355633014005473], [0.5606406879428678, -0.49626787573508435], [0.5416244297290831, -0.4982520987406433], [0.5227143691038316, -0.49943314123860055], [0.5039513335119743, -0.4999223247247999], [0.4853620963160047, -0.4997380488138091], [0.46697307143353983, -0.49886883192034326], [0.44881112450742094, -0.4973536591223899], [0.4309043502757591, -0.49516304726634575], [0.413271363469139, -0.4923831822256312], [0.3959385296838809, -0.488993189490426], [0.37891769256131813, -0.4850608996009498], [0.36223201735528465, -0.48058499829206475], [0.3458913117197512, -0.4756121433781119], [0.3299202954617155, -0.47013281848769356], [0.3143240807655798, -0.4641965662803957], [0.2991074237497537, -0.457844201721311], [0.2842972618229185, -0.4510612235414027], [0.2698993229458805, -0.44387977909455717], [0.2559150188710926, -0.4363369395971797], [0.24234860887904425, -0.4284599351869233], [0.22920570242422245, -0.42027068732007816], [0.21648870045744983, -0.4117940145070322], [0.20419913639880613, -0.4030536555085155], [0.1923373779175772, -0.39407285495969185], [0.18090314103472596, -0.3848737799912002], [0.1699007465446024, -0.3754717387644647], [0.15931967390528448, -0.36589609231812326], [0.1491558741675362, -0.35616753030955783], [0.1394043080417189, -0.3463063195144983], [0.13005953149816488, -0.3363315602706393], [0.12111737925678266, -0.32625984615756204], [0.11261094866931468, -0.3160760637949729], [0.1044972827853424, -0.30582911345429314], [0.09675955375727384, -0.29554192275544366], [0.08938455682996531, -0.2852324577091274], [0.08236650339543387, -0.2749118997200268], [0.07575692236959942, -0.2645541464243929], [0.06950117317228469, -0.25420473430372753], [0.06356955827980676, -0.24388750598756093], [0.05794658337208492, -0.23361518372392842], [0.05269144884714007, -0.22336119546093497], [0.047768514971428935, -0.21315258469469006], [0.043118574375617155, -0.20302140462239798], [0.03875535749200771, -0.1929635142905562], [0.03473293759139035, -0.18296247772519303], [0.03096234160336464, -0.17305818109840526], [0.027444217361930416, -0.16325127755489982], [0.02421743855009463, -0.15353217826076873], [0.021200382231983592, -0.14393132190862676], [0.018436446787367028, -0.13443452183279775], [0.01594409751520625, -0.1250417519552673], [0.013625364061802184, -0.11578036747099697], [0.011553843096176259, -0.10663358145699245], [0.009663029267988323, -0.0976194418392808], [0.007966188852572413, -0.08873289691791561], [0.0064915665100005095, -0.07997244435331433], [0.005152828965165052, -0.07135273906847964], [0.004028664438844864, -0.06286333655364616], [0.002989965084555453, -0.05452115695010538], [0.002205487047828941, -0.04630604496940855], [0.0015054240704896638, -0.03823766417631746], [0.000968201091584951, -0.03030716171339099], [0.0005515446627134147, -0.022518749411906385], [0.0002653664021357644, -0.014871199858295193], [8.9039329764774e-05, -0.007365028943058316], [0.0, 0.0], [8.900962772126275e-05, 0.007363561990107389], [0.00026518444396752487, 0.014865268559062363], [0.0005509333091508455, 0.022505263896775644], [0.0009666759055770172, 0.030282947154827714], [0.0015026597623462431, 0.03819943815200925], [0.002199988057285168, 0.04625052666134543], [0.002982053857501411, 0.05444483263255158], [0.004016144757350506, 0.06276279058584346], [0.005133824803336867, 0.07122454084110141], [0.0064657703953243505, 0.07981283306518365], [0.007930976710904728, 0.08853840995198978], [0.00961937501988019, 0.09738574313235833], [0.01149080450620685, 0.10635882911176985], [0.013548881011865688, 0.11545915206081463], [0.015847899686502763, 0.12467111053728339], [0.01831818956961289, 0.13401076324985198], [0.02106150390453491, 0.14344916545926298], [0.02404162181606755, 0.15299206592539097], [0.027235227274345842, 0.16264734585653196], [0.030717107259710243, 0.17238665435784548], [0.034435598237709995, 0.18222433446561942], [0.0384117329063606, 0.1921518491435322], [0.04272767489707802, 0.20213100263008532], [0.047311140242092355, 0.21218675460779512], [0.05216685656067009, 0.22231551940478803], [0.05736038875178387, 0.23248086765582374], [0.0628996758986949, 0.24267031896347732], [0.06873478613884447, 0.2529069750979339], [0.07489693399410334, 0.2631689206833757], [0.08141550364173349, 0.27343114294371595], [0.08831854810544217, 0.28366562248371535], [0.09556164968618143, 0.29389571318003715], [0.10316190942808337, 0.3041027742324407], [0.11113752118302991, 0.31426464240993146], [0.11950388478206951, 0.32435856211366987], [0.12828723771405454, 0.33434944119891485], [0.13745549948940025, 0.34425407558231774], [0.14701725708344926, 0.3540531149237791], [0.15697988667619772, 0.3637265508690636], [0.16734946310365414, 0.3732538833746503], [0.17813290274297466, 0.3826118160770229], [0.18935085096380544, 0.3917583067071239], [0.2009847160309968, 0.40069529426239026], [0.21303476434878924, 0.40940187435619213], [0.22550080578318543, 0.4178559439044059], [0.23838152340985075, 0.4260350093722626], [0.25167457754377326, 0.433915964052831], [0.2653756882936202, 0.44147676472933994], [0.2794783875490727, 0.4486972018482934], [0.2939759116741604, 0.4555552446987327], [0.30887191191509034, 0.46200129022099895], [0.32415412396274634, 0.46801713600945327], [0.3398040988085606, 0.4735991335995822], [0.3558032526126016, 0.47874397515199507], [0.3721608147979496, 0.48335255978566405], [0.3888492369235169, 0.4874459287140901], [0.40584595639317056, 0.4910193773338437], [0.42314408870229003, 0.4939993018639285], [0.4407141237781399, 0.49641731982335], [0.4585392037765559, 0.49822494396960454], [0.4765956688717241, 0.4994079326200873], [0.4948603977754923, 0.49996242147273856], [0.5133061702015475, 0.49979105337718], [0.5319058735902094, 0.4989429945720848], [0.5506268737388514, 0.4973685699826268], [0.5694445969688418, 0.4951001855648567], [0.5883296725914272, 0.49212174466377334], [0.6072302047284699, 0.4883239016651495], [0.6261288693787725, 0.48378487619702326], [0.6449808395959229, 0.4784592054973735], [0.6637614847140635, 0.472378262404636], [0.6824233377242515, 0.46550043581879735], [0.7009169091050262, 0.4578040861929146], [0.7192197894143488, 0.44932573335507736], [0.73729483234536, 0.44007054928271094], [0.7550723529294948, 0.42998479446725035], [0.7725425490187585, 0.4191325157666161], [0.7896512521946386, 0.40749850593827613], [0.806361854431375, 0.3950985828032612], [0.8226178261871462, 0.38192709606565783], [0.838395938869225, 0.3680202004652146], [0.8536664352266886, 0.3534061981029239], [0.8683331945059514, 0.3380478237074927], [0.8824250539355032, 0.322033605271093], [0.8958799738812888, 0.3053653705881875], [0.9086336283811663, 0.28804842984712353], [0.9206886635755726, 0.2701428174256849], [0.9319849287536027, 0.25166247186650587], [0.9425076208070479, 0.23265305742574474], [0.95223782490726, 0.21315492288986485], [0.9611337412723463, 0.19319814477847605], [0.9691357623931091, 0.17280962811003842], [0.9762861395319717, 0.15205977248441663], [0.9824807425059061, 0.13096073690998672], [0.9877804271976285, 0.10958307738520225], [0.9921627636228181, 0.08796663966495433], [0.9956451517766974, 0.06615314798662696], [0.9977673067134226, 0.044194443299023556], [0.999327245898236, 0.022146577662310228], [1.0, -6.938893903907228e-18]], [[0.9999999999999998, -0.00017952331745353013], [0.9989072305493255, -0.02192870052555849], [0.9969426119812309, -0.04353347240471221], [0.9943955293630373, -0.06505911790269923], [0.9905129614341251, -0.0864660263017899], [0.9857375255143936, -0.10770860724953868], [0.9800557140901692, -0.1287331387103188], [0.9734875248953822, -0.1495043953282268], [0.9659642790682283, -0.1699480534063382], [0.9576277524129259, -0.190062763309597], [0.948403356998999, -0.2097686789227675], [0.9383630110159137, -0.22903996990138142], [0.9275526666986719, -0.2478495292751847], [0.915963933763798, -0.26613603679913256], [0.9036541981390039, -0.2838780483075763], [0.8906452690740866, -0.3010322288047926], [0.8769691804978788, -0.31756387365924726], [0.8627016168137064, -0.333476389006762], [0.8478070918582625, -0.3486769275113113], [0.8323786585866852, -0.3631934962973233], [0.8164506859110362, -0.37700154909957373], [0.8000328907888604, -0.3900441398172634], [0.7831959289523561, -0.4023431739936021], [0.765968849734547, -0.4138703421301702], [0.74839571681804, -0.42461894882383694], [0.7304994818007313, -0.4345502588266684], [0.7123619500508022, -0.44373711615571815], [0.6939464621104862, -0.4520914313362356], [0.6751266799548259, -0.4596251118566586], [0.6561713377472845, -0.46638060328345327], [0.6371264201874912, -0.47238809097939327], [0.6179908452592991, -0.4775156281188819], [0.5988376173197261, -0.4818923441797031], [0.5796984818774347, -0.48552155359816973], [0.5606026151993089, -0.4883817227326583], [0.5415893361602548, -0.4905237784997024], [0.522682130928623, -0.49187216975300124], [0.5039218210095051, -0.4925423534007364], [0.4853351774252542, -0.4925554153289345], [0.46694860898747836, -0.49190354713492634], [0.44878897191847256, -0.49062169206469075], [0.4308843598255703, -0.48868737962228215], [0.41325338633774616, -0.4861829164443885], [0.3959224115485218, -0.4830818726286019], [0.3789032912280716, -0.47946621737694317], [0.36221918803902214, -0.47532517008413117], [0.3458799184228904, -0.4706941038922647], [0.3299102065539657, -0.4655731694824538], [0.31431517659177793, -0.46000686895445037], [0.29909959681811443, -0.4540197253638056], [0.28429040858555354, -0.44760287982003505], [0.269893351482808, -0.4407781761149183], [0.2559098482140972, -0.43357741373614445], [0.24234416477043247, -0.4260264443396598], [0.2292019176920097, -0.41814158984365735], [0.21648550854266177, -0.40995852934343585], [0.2041964770602947, -0.40149255866083444], [0.1923351951347997, -0.3927680047912268], [0.1809013783446464, -0.38381304897361157], [0.1698993519121766, -0.3746391056809714], [0.15931860039517098, -0.36527469091628795], [0.1491550763208997, -0.3557445677464198], [0.139403744545768, -0.34606583090086834], [0.13005916234035905, -0.33626073034047943], [0.12111716649059842, -0.32619305646078134], [0.11261085192839275, -0.3160125933170522], [0.10449726895617048, -0.30576883569237245], [0.09679320410427487, -0.2954847414389036], [0.08945747756209402, -0.28517821722763037], [0.08247343364336114, -0.27486050944864354], [0.07589045543448387, -0.26450552169340386], [0.06965629745066902, -0.2541587853802477], [0.06374309883456139, -0.2438441132417892], [0.0581352290450754, -0.23357425468031104], [0.05288914515655649, -0.22332266389293104], [0.047970355035416315, -0.21311637199711278], [0.04332290651745217, -0.20298742317934135], [0.03895920746731169, -0.19293168609021982], [0.03493078416207374, -0.18293274402869386], [0.03115227000017187, -0.17303047167566712], [0.027575654703403753, -0.16322552186386313], [0.02429283208822267, -0.15350831809209933], [0.021227931480835245, -0.14390928922543078], [0.018437603499794595, -0.1344142516372875], [0.0159449760184695, -0.12502318960715947], [0.013626056338096165, -0.11576345558463734], [0.011554381353334258, -0.10661827261215767], [0.009663450452638573, -0.09760569219201028], [0.007966512612454242, -0.08872067085493174], [0.0064918001266073425, -0.07996171101071538], [0.005153006452408268, -0.07134345870878843], [0.004028795466821938, -0.06285547618444726], [0.0029900987020501494, -0.05451468123850888], [0.002205608821971041, -0.04630093964178091], [0.0015055718737547433, -0.03823391373117563], [0.0009704903276133985, -0.030304759274312493], [0.000557571178220806, -0.02251768415286431], [0.0002690142263301379, -0.014871457400389122], [8.956084535229877e-05, -0.007366589402239739], [0.0, 0.0], [8.983016652611787e-05, 0.007359421010299501], [0.00027003198910531155, 0.014859822225864508], [0.0005637246450633853, 0.02249848987081369], [0.0009828141145889018, 0.030274831624996414], [0.001506077267895818, 0.038189972507088506], [0.002200128427374732, 0.04623970782266091], [0.002982164862569091, 0.05443265264296015], [0.004016230992221335, 0.06274924541652366], [0.005133934400148048, 0.07120960141297322], [0.006465916950369556, 0.079796466487559], [0.007931191518785852, 0.08852057304953818], [0.009619659345057584, 0.09736641022318902], [0.011491174127144867, 0.1063379656078171], [0.013549351010824082, 0.11543672067208226], [0.015848473833881067, 0.12464707460215756], [0.018318905991104976, 0.1339850653798674], [0.021062369572770002, 0.14342175953281963], [0.024042665638887274, 0.15296289444138847], [0.027236506807604744, 0.1626163349319506], [0.0307186476174727, 0.17235375214520302], [0.034437490431689505, 0.1821894621115246], [0.038441605825361255, 0.1921149263740023], [0.04281467978343937, 0.20209196941411758], [0.04746394672879426, 0.21214551739953022], [0.05239323943927173, 0.22227197750469785], [0.05765268187204804, 0.2324349362346899], [0.06319469335228844, 0.24262190477015697], [0.06903062018661991, 0.25285596864317633], [0.07519021585418266, 0.2631152115560304], [0.08170111982465775, 0.27337463407941703], [0.08859040630552223, 0.28360619612862686], [0.095815319413695, 0.29383327120260855], [0.10339276597318128, 0.3040371679960021], [0.11133929545651379, 0.3141957730680655], [0.11966953282462318, 0.3242863104510183], [0.12840834886653377, 0.3342737169502773], [0.13752504971899954, 0.3441747610596614], [0.14702828734206677, 0.35397006352039323], [0.1569797966599667, 0.3636396536599423], [0.16734921006387976, 0.3731630169330937], [0.17813242317294004, 0.382516222879074], [0.1893500747773002, 0.3914699457082266], [0.20098357024675348, 0.4002053180629496], [0.21303317259388058, 0.4086934601691902], [0.2254986845781067, 0.41692281535633996], [0.23837878464962448, 0.4248656606042966], [0.25167112601072494, 0.43250376111044564], [0.2653714238165963, 0.4398149014958205], [0.27947320313102875, 0.446783382591702], [0.29396969475393575, 0.4533877054637317], [0.3088645394682473, 0.45958691929641854], [0.3241454695008045, 0.4653579351147241], [0.33979403473947073, 0.470700531478202], [0.3557916510301881, 0.4756045989535095], [0.37214753677568085, 0.4799804676302657], [0.3888341473913667, 0.4838440002883117], [0.40582892340434557, 0.4871917839636249], [0.4231249778677014, 0.4899552319679486], [0.4406928053088806, 0.4921557172596325], [0.45851554888810664, 0.4937488213083496], [0.4765695543709695, 0.49472172303938966], [0.4948317040561554, 0.49507061701275357], [0.5132747885654244, 0.49470372650404326], [0.5318717047125021, 0.493672265419179], [0.5505898263799675, 0.4919210141102811], [0.5694045931419484, 0.4894869504489927], [0.5882866461540374, 0.48635432130863904], [0.6071841103404585, 0.4824133798475936], [0.6260796735179527, 0.47774519804052773], [0.644928530642822, 0.47230302917467626], [0.6636528061201544, 0.4661205618193022], [0.6821209891283605, 0.4591595589025461], [0.7004219888725932, 0.4514019003056829], [0.7185330823461449, 0.4428791511521788], [0.7364183771853617, 0.4335969425781875], [0.7540129509155445, 0.4235121322179463], [0.771306558836051, 0.4126839174118153], [0.788246288351973, 0.4010954343937392], [0.8047979506266615, 0.38876651555555813], [0.8209066540961848, 0.37569011360556753], [0.8365501236053926, 0.3619015102866673], [0.8517001808894137, 0.34743000811380603], [0.8662636825374627, 0.3322384146850637], [0.8802692139122595, 0.31641417723200305], [0.8936572964042351, 0.2999605739774645], [0.9063658946342474, 0.28288261803600845], [0.9183979513377454, 0.26523900781396353], [0.9296939268497103, 0.24703812124215904], [0.9402419112553424, 0.2283320156805774], [0.9500230164024567, 0.20915691043383328], [0.9589992110144386, 0.1895484240601359], [0.9671104062470031, 0.16952431115123767], [0.9743995134204778, 0.14915872574589795], [0.9807653811749952, 0.1284613199917155], [0.9862679357376057, 0.10750370079939031], [0.9908859358854808, 0.08632491175823857], [0.9946336064748766, 0.06495760843757993], [0.9970674813194434, 0.04345852427674885], [0.9989611472611919, 0.021887440312441775], [1.0, 0.0001736535944916292]], [[0.9999999999999999, -0.0018043796904708503], [0.9946475534254438, -0.016317122420201377], [0.9887348782319083, -0.030259601931057745], [0.9824405349276113, -0.04426603572913095], [0.9752665536665583, -0.05849031443495383], [0.9675278100834671, -0.07295440427111995], [0.9592210491061617, -0.08751724688654576], [0.9503732911760023, -0.10219373275560817], [0.9409579735188678, -0.11696148662300418], [0.9310728958354298, -0.1317921238492373], [0.9206856665928691, -0.14667156760399103], [0.9098377800872443, -0.16153313867555943], [0.8985704790052821, -0.17638378251730877], [0.8868699305020271, -0.19114446412096944], [0.8747598862980224, -0.20575753215647968], [0.8622513478677569, -0.22018543023430112], [0.8493488093701538, -0.2343623015728162], [0.8360847137205993, -0.2482460332283804], [0.8224289049626166, -0.2617636785216844], [0.8084297754081412, -0.27490383970639837], [0.7941063122692876, -0.2876506636254823], [0.7794320644276638, -0.2998791815672784], [0.7644585114975334, -0.31162474712313354], [0.7491950157736468, -0.322844415764902], [0.7336461676598659, -0.3334775765154121], [0.7178390020581608, -0.3435308489752221], [0.7018263423766565, -0.3530528286257915], [0.6853131916600983, -0.3619616712509154], [0.666950768454457, -0.37020174323243527], [0.6484544439606796, -0.3778192847467356], [0.6298651419746989, -0.38481034362540767], [0.6111811803569828, -0.39104146952896573], [0.5924702619777669, -0.39661675732446583], [0.5737641634558447, -0.40158030676351586], [0.5550885026413885, -0.405862757701682], [0.5364814334749025, -0.40952308659778913], [0.5179654073926292, -0.41249116597936747], [0.49958017970447416, -0.4149138441057243], [0.4813520690150129, -0.41683451599876253], [0.4633066598336307, -0.4182763917560746], [0.4454694548015352, -0.41923499925770663], [0.4278682398640799, -0.4197485178254641], [0.4105213921875317, -0.4198588356966982], [0.39345441865254, -0.41948879702781183], [0.37668068507090346, -0.41883722636295057], [0.3602229104003764, -0.41780711220878375], [0.3440920080639638, -0.41633292290898816], [0.32831315599173544, -0.4144946407770171], [0.3128930171814918, -0.4122912897150658], [0.2978379343133738, -0.40960743494210805], [0.28317523806436784, -0.4064830994242682], [0.2689121319233148, -0.40285740302568723], [0.25505147919543647, -0.39871975236879065], [0.24159837188334926, -0.39408849609706903], [0.22855931865207363, -0.3889378883985787], [0.21593673900636987, -0.3833938657889852], [0.20373296643911157, -0.3774064225251243], [0.1919489291687334, -0.37100975360034005], [0.18058418240268626, -0.3642825582765277], [0.16964362226113766, -0.3572059624924181], [0.15911745273045996, -0.3498023803319722], [0.14900178574817743, -0.3421295284567806], [0.13929218052606918, -0.33417993446311384], [0.12998334476726192, -0.32600101586541], [0.12107138973576131, -0.31639956132195773], [0.11258878811998978, -0.3066689807997969], [0.10449385266667989, -0.29685958451168915], [0.09709777167552106, -0.28699792140454256], [0.0901174793824987, -0.2770944919012595], [0.08344125385344557, -0.2671686141667197], [0.07709905638150122, -0.25719507467796565], [0.07106031936780939, -0.24721851059941927], [0.06531380552809724, -0.23725890125927596], [0.059842651391924885, -0.2273323664062977], [0.054678484351229226, -0.2174157392902739], [0.049797199140973844, -0.20753446239415468], [0.04517230629226885, -0.19771919463409432], [0.040804243177493635, -0.18796712419701814], [0.03672148336379578, -0.17826429302809177], [0.032871302214742375, -0.1686489879935246], [0.028870768498765065, -0.1591217626396317], [0.025092482362391047, -0.14967471332652907], [0.021620170088439486, -0.1403367850400133], [0.01860162666304125, -0.13109424971276618], [0.016072671715249422, -0.12194839548126898], [0.0137288862084201, -0.11292609086255732], [0.011636000554267362, -0.1040119128853817], [0.009728556203173708, -0.0952242774322535], [0.008017547080631288, -0.08655922744245097], [0.006529513885077808, -0.07801586394165493], [0.005182119820703469, -0.06960767052726799], [0.004050530128804833, -0.06132512176916321], [0.003011620589365903, -0.0531847356121422], [0.002224625698016434, -0.045169214753213616], [0.0015272604699757809, -0.03729799599523606], [0.0010075451225290304, -0.029563426125262967], [0.0006194598671291611, -0.021969206575436464], [0.000302591701471522, -0.014513660625558865], [9.428105628666295e-05, -0.007196622345816274], [0.0, 0.0], [9.72568213210972e-05, 0.007157620453537402], [0.0003139068724483103, 0.014469884224937586], [0.000679498372798088, 0.02191724219339036], [0.0011375937768556966, 0.029500164468996563], [0.00156159825012144, 0.03722045188494826], [0.0022215047702640227, 0.045074620503196106], [0.0030003872619557962, 0.053070547905074705], [0.004031400800592171, 0.06118916395315586], [0.00515330459503554, 0.06944723293332714], [0.006491514403925207, 0.07782709299578143], [0.007967697109761073, 0.08633812982896204], [0.009667097276473762, 0.09496711532652274], [0.011551727753110577, 0.10371686931512591], [0.013625034437641027, 0.11258852091865779], [0.015939582914034675, 0.12156658205979305], [0.018430562922364637, 0.13066437314648296], [0.021195115502067634, 0.1398544781309198], [0.02420000705528905, 0.1491411650485729], [0.027425670142727485, 0.15853015964802028], [0.030942164929631446, 0.16799608163125745], [0.03470641720012536, 0.17754971668239453], [0.03896170847903754, 0.1871823740481141], [0.043804727137895016, 0.19685859652180254], [0.04903790378891781, 0.2065989095477526], [0.05456875744485426, 0.2163988601431537], [0.06029821196801064, 0.2262241769026968], [0.06586488125000767, 0.2360613640670692], [0.07170819903655332, 0.2459313205595725], [0.0778446949836897, 0.2558121087336514], [0.08428621730193386, 0.26568055624642467], [0.09105098098307877, 0.2755061804575544], [0.09811127115544402, 0.28531459732505726], [0.10548223676659065, 0.29508090835019435], [0.11316554409558587, 0.30478933298348654], [0.1211688047935185, 0.3144147468133568], [0.1295045197191044, 0.3239258107829555], [0.13815454529323584, 0.3333358396919317], [0.1471281216491914, 0.342621802895656], [0.1569591886016653, 0.3517686226654065], [0.16729582324608333, 0.3607540253856762], [0.1780370424883647, 0.3695534786902166], [0.1892025396354689, 0.37664066856492895], [0.20077346584064962, 0.38343856219567085], [0.21274968953309872, 0.3898558206693932], [0.22513007538013727, 0.3959634676793526], [0.23791274674935942, 0.40169282793476274], [0.2510944495948164, 0.40706502387336324], [0.2646703331535006, 0.41205478518604005], [0.278633072215064, 0.4166845469570075], [0.2929752540701755, 0.4209361559780243], [0.3076991585379319, 0.4248421258994033], [0.3227921725840245, 0.4283417154612281], [0.3382358357133837, 0.43146318654045956], [0.35401165068667784, 0.4341420790113741], [0.3701273977620041, 0.4363708837109297], [0.3865562079920646, 0.4381229306341415], [0.40327606981274, 0.4394057837602402], [0.42027984667192786, 0.44019648136249806], [0.43753880656096333, 0.4404313386134316], [0.45503632404824795, 0.44010080922182554], [0.47274960424861767, 0.4392045750945221], [0.49065611689122424, 0.4377387608605305], [0.50873020150421, 0.4356632720702339], [0.5269460783725309, 0.4330432349862433], [0.5452723471416954, 0.4297806330515783], [0.5636862500957233, 0.425948976039212], [0.5821600840167751, 0.4215364031868141], [0.6006448842771132, 0.4164349973677112], [0.6191248999914001, 0.4107461345759091], [0.6375583432859854, 0.40441515405744266], [0.6555013762444784, 0.3974932494142908], [0.6722463528699587, 0.3899738095904755], [0.6888426881444575, 0.38187103653433646], [0.7052662975499019, 0.3731727281485228], [0.7214929918862432, 0.3638884515762321], [0.737499541726094, 0.35407036919664747], [0.7532728356468098, 0.3437335837534809], [0.7687730313437057, 0.3328482550047512], [0.7839873945485429, 0.32146913201800265], [0.7988776415674018, 0.30957842804860064], [0.8134307342962264, 0.29720307187133943], [0.8276331088111164, 0.28438064677240665], [0.8414213261873521, 0.27107698148291176], [0.8548208236659005, 0.25736727910957297], [0.8677966978882582, 0.24326830537142322], [0.8803096337391565, 0.22878319660727114], [0.8923654118271348, 0.21395734149584522], [0.9039129206778471, 0.19874920690096234], [0.9149654997886625, 0.18326704329256077], [0.9255059382262775, 0.16750930942267064], [0.9355308799023773, 0.15156221378624177], [0.9449793092179297, 0.1353598961882808], [0.9538983194649159, 0.11900896136671762], [0.9622175332827905, 0.1024964566274273], [0.969986513266298, 0.08590137131526934], [0.9771959306519012, 0.06925471139153136], [0.9838313664652211, 0.05250305543794552], [0.989615253076156, 0.035741751930719885], [0.9950744387089697, 0.019042431400282975], [1.0, 0.0017453834049110343]], [[1.0, -0.0031503867278518767], [0.9888537117972243, -0.008654884196065837], [0.9774339608049724, -0.013459040324021223], [0.9658377126648754, -0.018650993636625212], [0.9538877021046901, -0.02449075677623736], [0.9417517240323107, -0.031023785992847587], [0.9294417044886332, -0.03803638251283144], [0.9169891573182799, -0.045579702199864056], [0.904409151080459, -0.05368266711683828], [0.8917461790217145, -0.06228142681345361], [0.879004018532665, -0.07141768470121611], [0.8661906394881901, -0.08098507493396409], [0.8533302863080632, -0.09101096978264712], [0.8404036409462724, -0.10140039680123358], [0.8273994307872795, -0.11205739139043451], [0.814314308831559, -0.12294678274538177], [0.8011275260017569, -0.13397305351797412], [0.7878313881299976, -0.14505061710049943], [0.774402431037869, -0.15612923631591], [0.7608457457593051, -0.16715745315573466], [0.7471619058019191, -0.17812266564921325], [0.733307682013537, -0.1888557549462062], [0.7193079423290826, -0.19939429271103068], [0.7051574259709481, -0.20968724190947297], [0.6908339364034569, -0.21963134122323588], [0.6763602230251469, -0.22927076700535504], [0.6617577711647412, -0.23862014079452212], [0.646755758635561, -0.2476120114405984], [0.6301211920132372, -0.25614021007945104], [0.6133836376819737, -0.2642453429674806], [0.5965638777863681, -0.271889971387129], [0.579658556074787, -0.27896270704870374], [0.5627120259482546, -0.2855224412397689], [0.5457540876368274, -0.2916406644585121], [0.5287960476431912, -0.29721458285194463], [0.5118693625429585, -0.3022982019689024], [0.49499145740395617, -0.3068376673479498], [0.4781949130564594, -0.3109707509750013], [0.4615027386963839, -0.31474740123694517], [0.44493572755558697, -0.31820347256319864], [0.42851303781447775, -0.3212976336271049], [0.4122595276410461, -0.32410035116126584], [0.3961916658497023, -0.3266062430679485], [0.38033032009902495, -0.32870503349486546], [0.3646935530064633, -0.3306355546342344], [0.3493012732711066, -0.3322442282111851], [0.33416784096498936, -0.33340140161105725], [0.31931878281045406, -0.33421839511224916], [0.30476611427269923, -0.33466584697813934], [0.2905217842746004, -0.3345531854041749], [0.27661313348310956, -0.33394891499280405], [0.26305211028805725, -0.3327679066514219], [0.2498469694155384, -0.3309829103302205], [0.23700526048936768, -0.3286213391826173], [0.22453638457266914, -0.3256518879161868], [0.21244212752638375, -0.32223949099448457], [0.20072737657929127, -0.3183197981349275], [0.18939515482976207, -0.3139317988705971], [0.1784432753209248, -0.3091791326175561], [0.16787864150402146, -0.3040339195703817], [0.15769469317569793, -0.29851682085722553], [0.14788774976413424, -0.292697034895892], [0.1384561423603846, -0.2865598327886817], [0.12939491136171022, -0.2801602626428594], [0.12070122558753114, -0.2724219221626707], [0.11240183165521915, -0.26452335710173447], [0.10446321421966533, -0.25650039571569627], [0.09735007095628402, -0.24838871562626805], [0.09066421514924178, -0.24017556312510793], [0.08424298183096163, -0.23190513930832754], [0.0781002435676953, -0.22355664740541767], [0.07222339040134251, -0.2151688266113176], [0.06661495577021664, -0.20674841922204681], [0.06125705486339808, -0.19832190570561078], [0.056160746530389556, -0.18987794092292076], [0.05131052983475836, -0.18143646522171428], [0.04670432176955781, -0.17302071766631935], [0.04233264352805048, -0.16463345305465515], [0.03820487215272276, -0.15626905940801994], [0.0342953231292801, -0.14795902884181478], [0.030264236953310483, -0.1397028922429652], [0.026190252064293183, -0.13149957230922263], [0.022507303824894638, -0.123370323929188], [0.01934814472305947, -0.11530374760570776], [0.016686234056764733, -0.10730535640261761], [0.014245259225772256, -0.09939883504273381], [0.012062363976719512, -0.0915743099011639], [0.010080669992571019, -0.08385037521985615], [0.008302960342850042, -0.07622718160848606], [0.006748719157282729, -0.06870577844368847], [0.0053555337894393, -0.061295352328490184], [0.0041821623925365975, -0.05399007262884954], [0.003136270759487897, -0.04680393260691428], [0.002329314108778794, -0.039730998560162524], [0.0016335402268942904, -0.03278914761063853], [0.0011023963888968462, -0.025975815171162705], [0.0006951521071924825, -0.01929295354049715], [0.00033211259684817664, -0.01273745913588207], [9.81912093568564e-05, -0.006307169618057123], [0.0, 0.0], [0.00010340895253973456, 0.006294423377730101], [0.00035025217823942003, 0.012718929209527427], [0.0007754036200941107, 0.019264044982356406], [0.0012922962671970786, 0.02593355316550053], [0.0017041596993391719, 0.03273169236874666], [0.002334054844871322, 0.039657597853782194], [0.0031090559688075376, 0.04671531662536376], [0.004130944438761722, 0.05388733463886073], [0.00528116929412912, 0.06117725080151137], [0.006657950569530826, 0.06856692452177478], [0.008196531242163983, 0.07606076989090892], [0.00995683131784688, 0.08365389717049777], [0.011911738349326831, 0.09134479773982744], [0.0140631966654794, 0.09913331637908057], [0.016454767237286734, 0.10700472313837757], [0.019043136476425814, 0.11496226684676107], [0.02190290027278537, 0.12298460580537088], [0.025012816682545395, 0.1310708166721815], [0.02836669871858359, 0.13921879644075372], [0.03201226544816703, 0.14741475858197298], [0.035936722964200245, 0.15565652271804903], [0.04037224597422591, 0.16393521453244708], [0.045412656250130426, 0.17222617085963415], [0.05099116133924905, 0.18053353513584033], [0.05675554359716325, 0.18885053886756722], [0.062489730052871555, 0.19715153657572318], [0.06807682549390755, 0.2054203917096492], [0.07392626583618087, 0.21366925381355767], [0.08004362631585579, 0.22187722220710465], [0.08642767389742859, 0.23002876096074204], [0.09308928472917694, 0.23808736423277727], [0.10001320369126729, 0.24608325480559637], [0.10721312353235965, 0.25397318047254713], [0.1146783815137226, 0.2617626409248996], [0.12241077956408469, 0.26942142143771636], [0.13041257147446797, 0.27693118174687553], [0.1386760101359092, 0.28429402727267433], [0.1472108229157115, 0.29147496776806825], [0.15678406477836854, 0.2984765249238153], [0.16687133051518338, 0.3052715016249648], [0.17731906495288832, 0.31184997950222204], [0.18814252857705352, 0.3168263300392222], [0.19932333625425108, 0.321493466769797], [0.21086045598835326, 0.32574373658098826], [0.22274920488903352, 0.3296719341456702], [0.234986225322217, 0.33319919258029446], [0.24756518487969006, 0.3363633008372437], [0.2604800724043023, 0.3391312476401921], [0.27372091269214205, 0.3415480447499903], [0.28727887279902076, 0.34359278129455456], [0.30115131108950366, 0.345340679159534 | 3D array of the non-dimensional x and y airfoil coordinates of the airfoils interpolated along span for n_span stations. The leading edge is place at x=0 and y=0.
blade.opt_var.s_opt_twist | output |  | [0.0, 0.034482758620689655, 0.06896551724137931, 0.10344827586206896, 0.13793103448275862, 0.1724137931034483, 0.20689655172413793, 0.24137931034482757, 0.27586206896551724, 0.3103448275862069, 0.3448275862068966, 0.3793103448275862, 0.41379310344827586, 0.4482758620689655, 0.48275862068965514, 0.5172413793103449, 0.5517241379310345, 0.5862068965517241, 0.6206896551724138, 0.6551724137931034, 0.6896551724137931, 0.7241379310344828, 0.7586206896551724, 0.7931034482758621, 0.8275862068965517, 0.8620689655172413, 0.896551724137931, 0.9310344827586207, 0.9655172413793103, 1.0]
blade.opt_var.s_opt_chord | output |  | [0.0, 0.034482758620689655, 0.06896551724137931, 0.10344827586206896, 0.13793103448275862, 0.1724137931034483, 0.20689655172413793, 0.24137931034482757, 0.27586206896551724, 0.3103448275862069, 0.3448275862068966, 0.3793103448275862, 0.41379310344827586, 0.4482758620689655, 0.48275862068965514, 0.5172413793103449, 0.5517241379310345, 0.5862068965517241, 0.6206896551724138, 0.6551724137931034, 0.6896551724137931, 0.7241379310344828, 0.7586206896551724, 0.7931034482758621, 0.8275862068965517, 0.8620689655172413, 0.896551724137931, 0.9310344827586207, 0.9655172413793103, 1.0]
blade.opt_var.twist_opt | output | rad | [0.23226842, 0.23226842, 0.23226842, 0.23226842, 0.23226842, 0.23177952995161583, 0.21529632586872785, 0.19721961079680533, 0.18514807171207343, 0.17410387663620222, 0.16383607496599703, 0.15332788873648878, 0.14234850717202885, 0.13117259544518314, 0.11978974334496972, 0.10878820207054614, 0.0981606238100572, 0.08749258678908103, 0.07684918273625144, 0.0666974599028185, 0.057119320423043685, 0.04915360521180829, 0.04213652661331365, 0.03497168732047607, 0.027827774414301336, 0.02059416410129949, 0.013479022333971994, 0.006780948827297131, 0.002377764073136631, 0.00185005]
blade.opt_var.chord_opt | output | m | [3.542, 3.5829065688610924, 3.8701677888975055, 4.113082662273744, 4.386184316700438, 4.5705983562554815, 4.6343256119198495, 4.646781924312676, 4.545529346958071, 4.426741607305162, 4.320291925514559, 4.205548041683577, 4.080209090674618, 3.9498741541952938, 3.8144707942245812, 3.6834791267944174, 3.5568910997434435, 3.4298965523912854, 3.3026551714743477, 3.1754137920031074, 3.0481724135647097, 2.9209310350823983, 2.793689656426132, 2.666448158844707, 2.5392068063848345, 2.416417405464169, 2.280796764281841, 2.1030278893097076, 1.5245990923819477, 1.419]
blade.opt_var.af_position | output |  | [0.0, 0.022222764227642276, 0.17137860377801986, 0.23333333333333334, 0.3666666666666667, 0.47222384517197835, 0.6005347184880255, 0.7, 1.0]
blade.opt_var.s_opt_layer_0 | output |  | [0.0, 0.034482758620689655, 0.06896551724137931, 0.10344827586206896, 0.13793103448275862, 0.1724137931034483, 0.20689655172413793, 0.24137931034482757, 0.27586206896551724, 0.3103448275862069, 0.3448275862068966, 0.3793103448275862, 0.41379310344827586, 0.4482758620689655, 0.48275862068965514, 0.5172413793103449, 0.5517241379310345, 0.5862068965517241, 0.6206896551724138, 0.6551724137931034, 0.6896551724137931, 0.7241379310344828, 0.7586206896551724, 0.7931034482758621, 0.8275862068965517, 0.8620689655172413, 0.896551724137931, 0.9310344827586207, 0.9655172413793103, 1.0]
blade.opt_var.layer_0_opt | output | m | [5e-05, 5e-05, 5e-05, 5e-05, 5e-05, 5e-05, 5e-05, 5e-05, 5e-05, 5e-05, 5e-05, 5e-05, 5e-05, 5e-05, 5e-05, 5e-05, 5e-05, 5e-05, 5e-05, 5e-05, 5e-05, 5e-05, 5e-05, 5e-05, 5e-05, 5e-05, 5e-05, 5e-05, 5e-05, 5e-05]
blade.opt_var.s_opt_layer_1 | output |  | [0.0, 0.034482758620689655, 0.06896551724137931, 0.10344827586206896, 0.13793103448275862, 0.1724137931034483, 0.20689655172413793, 0.24137931034482757, 0.27586206896551724, 0.3103448275862069, 0.3448275862068966, 0.3793103448275862, 0.41379310344827586, 0.4482758620689655, 0.48275862068965514, 0.5172413793103449, 0.5517241379310345, 0.5862068965517241, 0.6206896551724138, 0.6551724137931034, 0.6896551724137931, 0.7241379310344828, 0.7586206896551724, 0.7931034482758621, 0.8275862068965517, 0.8620689655172413, 0.896551724137931, 0.9310344827586207, 0.9655172413793103, 1.0]
blade.opt_var.layer_1_opt | output | m | [0.00282, 0.0028200000000000005, 0.00282, 0.00282, 0.00282, 0.00282, 0.0028199999999999996, 0.00282, 0.0028200000000000005, 0.0028200000000000005, 0.00282, 0.0028200000000000005, 0.0028200000000000005, 0.0028200000000000005, 0.0028199999999999996, 0.0028200000000000005, 0.00282, 0.0028200000000000005, 0.0028200000000000005, 0.0028200000000000005, 0.0028200000000000005, 0.0028200000000000005, 0.00282, 0.00282, 0.00282, 0.00282, 0.0028199999999999996, 0.0028200000000000005, 0.00282, 0.00282]
blade.opt_var.s_opt_layer_2 | output |  | [0.0, 0.034482758620689655, 0.06896551724137931, 0.10344827586206896, 0.13793103448275862, 0.1724137931034483, 0.20689655172413793, 0.24137931034482757, 0.27586206896551724, 0.3103448275862069, 0.3448275862068966, 0.3793103448275862, 0.41379310344827586, 0.4482758620689655, 0.48275862068965514, 0.5172413793103449, 0.5517241379310345, 0.5862068965517241, 0.6206896551724138, 0.6551724137931034, 0.6896551724137931, 0.7241379310344828, 0.7586206896551724, 0.7931034482758621, 0.8275862068965517, 0.8620689655172413, 0.896551724137931, 0.9310344827586207, 0.9655172413793103, 1.0]
blade.opt_var.layer_2_opt | output | m | [0.0517, 0.025959319092461634, 0.01243392925521796, 0.004271311045519619, 0.0010772698145532268, 0.0, 0.0, 0.0, 0.0, 0.0, 0.0, 0.0, 0.0, 0.0, 0.0, 0.0, 0.0, 0.0, 0.0, 0.0, 0.0, 0.0, 0.0, 0.0, 0.0, 0.0, 0.0, 0.0, 0.0, 0.0]
blade.opt_var.s_opt_layer_3 | output |  | [0.0, 0.034482758620689655, 0.06896551724137931, 0.10344827586206896, 0.13793103448275862, 0.1724137931034483, 0.20689655172413793, 0.24137931034482757, 0.27586206896551724, 0.3103448275862069, 0.3448275862068966, 0.3793103448275862, 0.41379310344827586, 0.4482758620689655, 0.48275862068965514, 0.5172413793103449, 0.5517241379310345, 0.5862068965517241, 0.6206896551724138, 0.6551724137931034, 0.6896551724137931, 0.7241379310344828, 0.7586206896551724, 0.7931034482758621, 0.8275862068965517, 0.8620689655172413, 0.896551724137931, 0.9310344827586207, 0.9655172413793103, 1.0]
blade.opt_var.layer_3_opt | output | m | [0.00047, 0.0026377767830561725, 0.023006288238498256, 0.04142110209017276, 0.0423, 0.0423, 0.0423, 0.0423, 0.0423, 0.0423, 0.0423, 0.04226683603558402, 0.04185976132895962, 0.04104126471239999, 0.039877179857990025, 0.03843334043781462, 0.036775580123958686, 0.03496973258850711, 0.03308163150354477, 0.031177110541156582, 0.029232387010542777, 0.027000901301356323, 0.02448126599472148, 0.021693652160641546, 0.018658230869119836, 0.015395173190159645, 0.011924650193764257, 0.008266832949936994, 0.004441892528681145, 0.00046999999999999906]
blade.opt_var.s_opt_layer_4 | output |  | [0.0, 0.034482758620689655, 0.06896551724137931, 0.10344827586206896, 0.13793103448275862, 0.1724137931034483, 0.20689655172413793, 0.24137931034482757, 0.27586206896551724, 0.3103448275862069, 0.3448275862068966, 0.3793103448275862, 0.41379310344827586, 0.4482758620689655, 0.48275862068965514, 0.5172413793103449, 0.5517241379310345, 0.5862068965517241, 0.6206896551724138, 0.6551724137931034, 0.6896551724137931, 0.7241379310344828, 0.7586206896551724, 0.7931034482758621, 0.8275862068965517, 0.8620689655172413, 0.896551724137931, 0.9310344827586207, 0.9655172413793103, 1.0]
blade.opt_var.layer_4_opt | output | m | [0.00047, 0.0026377767830561725, 0.023006288238498256, 0.04142110209017276, 0.0423, 0.0423, 0.0423, 0.0423, 0.0423, 0.0423, 0.0423, 0.04226683603558402, 0.04185976132895962, 0.04104126471239999, 0.039877179857990025, 0.03843334043781462, 0.036775580123958686, 0.03496973258850711, 0.03308163150354477, 0.031177110541156582, 0.029232387010542777, 0.027000901301356323, 0.02448126599472148, 0.021693652160641546, 0.018658230869119836, 0.015395173190159645, 0.011924650193764257, 0.008266832949936994, 0.004441892528681145, 0.00046999999999999906]
blade.opt_var.s_opt_layer_5 | output |  | [0.0, 0.034482758620689655, 0.06896551724137931, 0.10344827586206896, 0.13793103448275862, 0.1724137931034483, 0.20689655172413793, 0.24137931034482757, 0.27586206896551724, 0.3103448275862069, 0.3448275862068966, 0.3793103448275862, 0.41379310344827586, 0.4482758620689655, 0.48275862068965514, 0.5172413793103449, 0.5517241379310345, 0.5862068965517241, 0.6206896551724138, 0.6551724137931034, 0.6896551724137931, 0.7241379310344828, 0.7586206896551724, 0.7931034482758621, 0.8275862068965517, 0.8620689655172413, 0.896551724137931, 0.9310344827586207, 0.9655172413793103, 1.0]
blade.opt_var.layer_5_opt | output | m | [0.0, 0.0017633650830294267, 0.0060368876770462, 0.00705, 0.00705, 0.00705, 0.00705, 0.00705, 0.00705, 0.00705, 0.00705, 0.007028160918550486, 0.006765556523553196, 0.00625385741669781, 0.005553961618461436, 0.0047267671493211845, 0.0038331720297541715, 0.002934074280237507, 0.002090371921248297, 0.0013629629732636603, 0.0008127454567607032, 0.0005006173922165423, 0.00038999307011384327, 0.00029552293438007624, 0.00021147246379179594, 0.0001393412272623539, 8.062879370510148e-05, 3.683473203339061e-05, 9.458611160572945e-06, -1.3552527156068805e-20]
blade.opt_var.s_opt_layer_6 | output |  | [0.0, 0.034482758620689655, 0.06896551724137931, 0.10344827586206896, 0.13793103448275862, 0.1724137931034483, 0.20689655172413793, 0.24137931034482757, 0.27586206896551724, 0.3103448275862069, 0.3448275862068966, 0.3793103448275862, 0.41379310344827586, 0.4482758620689655, 0.48275862068965514, 0.5172413793103449, 0.5517241379310345, 0.5862068965517241, 0.6206896551724138, 0.6551724137931034, 0.6896551724137931, 0.7241379310344828, 0.7586206896551724, 0.7931034482758621, 0.8275862068965517, 0.8620689655172413, 0.896551724137931, 0.9310344827586207, 0.9655172413793103, 1.0]
blade.opt_var.layer_6_opt | output | m | [0.0, 0.0017633650830294267, 0.0060368876770462, 0.00705, 0.00705, 0.00705, 0.00705, 0.00705, 0.00705, 0.00705, 0.00705, 0.007028160918550486, 0.006765556523553196, 0.00625385741669781, 0.005553961618461436, 0.0047267671493211845, 0.0038331720297541715, 0.002934074280237507, 0.002090371921248297, 0.0013629629732636603, 0.0008127454567607032, 0.0005006173922165423, 0.00038999307011384327, 0.00029552293438007624, 0.00021147246379179594, 0.0001393412272623539, 8.062879370510148e-05, 3.683473203339061e-05, 9.458611160572945e-06, -1.3552527156068805e-20]
blade.opt_var.s_opt_layer_7 | output |  | [0.0, 0.034482758620689655, 0.06896551724137931, 0.10344827586206896, 0.13793103448275862, 0.1724137931034483, 0.20689655172413793, 0.24137931034482757, 0.27586206896551724, 0.3103448275862069, 0.3448275862068966, 0.3793103448275862, 0.41379310344827586, 0.4482758620689655, 0.48275862068965514, 0.5172413793103449, 0.5517241379310345, 0.5862068965517241, 0.6206896551724138, 0.6551724137931034, 0.6896551724137931, 0.7241379310344828, 0.7586206896551724, 0.7931034482758621, 0.8275862068965517, 0.8620689655172413, 0.896551724137931, 0.9310344827586207, 0.9655172413793103, 1.0]
blade.opt_var.layer_7_opt | output | m | [0.0, 0.02, 0.02, 0.06994882607469227, 0.09, 0.09, 0.09, 0.09, 0.09, 0.09, 0.09, 0.08032555686642343, 0.06, 0.06, 0.06, 0.06, 0.06, 0.06, 0.06, 0.030988560584853875, 0.02, 0.02, 0.02, 0.02, 0.02, 0.02, 0.02, 0.02, 0.0, 0.0]
blade.opt_var.s_opt_layer_8 | output |  | [0.0, 0.034482758620689655, 0.06896551724137931, 0.10344827586206896, 0.13793103448275862, 0.1724137931034483, 0.20689655172413793, 0.24137931034482757, 0.27586206896551724, 0.3103448275862069, 0.3448275862068966, 0.3793103448275862, 0.41379310344827586, 0.4482758620689655, 0.48275862068965514, 0.5172413793103449, 0.5517241379310345, 0.5862068965517241, 0.6206896551724138, 0.6551724137931034, 0.6896551724137931, 0.7241379310344828, 0.7586206896551724, 0.7931034482758621, 0.8275862068965517, 0.8620689655172413, 0.896551724137931, 0.9310344827586207, 0.9655172413793103, 1.0]
blade.opt_var.layer_8_opt | output | m | [0.0, 0.02, 0.02, 0.06994882607469227, 0.09, 0.09, 0.09, 0.09, 0.09, 0.09, 0.09, 0.08032555686642343, 0.06, 0.06, 0.06, 0.06, 0.06, 0.06, 0.06, 0.030988560584853875, 0.02, 0.02, 0.02, 0.02, 0.02, 0.02, 0.02, 0.02, 0.0, 0.0]
blade.opt_var.s_opt_layer_9 | output |  | [0.0, 0.034482758620689655, 0.06896551724137931, 0.10344827586206896, 0.13793103448275862, 0.1724137931034483, 0.20689655172413793, 0.24137931034482757, 0.27586206896551724, 0.3103448275862069, 0.3448275862068966, 0.3793103448275862, 0.41379310344827586, 0.4482758620689655, 0.48275862068965514, 0.5172413793103449, 0.5517241379310345, 0.5862068965517241, 0.6206896551724138, 0.6551724137931034, 0.6896551724137931, 0.7241379310344828, 0.7586206896551724, 0.7931034482758621, 0.8275862068965517, 0.8620689655172413, 0.896551724137931, 0.9310344827586207, 0.9655172413793103, 1.0]
blade.opt_var.layer_9_opt | output | m | [0.0, 0.0, 0.0, 0.0, 0.02, 0.02, 0.02, 0.02, 0.02, 0.02, 0.02, 0.02, 0.02, 0.02, 0.02, 0.02, 0.02, 0.02, 0.02, 0.02, 0.02, 0.02, 0.02, 0.02, 0.02, 0.02, 0.02, 0.02, 0.0, 0.0]
blade.opt_var.s_opt_layer_10 | output |  | [0.0, 0.034482758620689655, 0.06896551724137931, 0.10344827586206896, 0.13793103448275862, 0.1724137931034483, 0.20689655172413793, 0.24137931034482757, 0.27586206896551724, 0.3103448275862069, 0.3448275862068966, 0.3793103448275862, 0.41379310344827586, 0.4482758620689655, 0.48275862068965514, 0.5172413793103449, 0.5517241379310345, 0.5862068965517241, 0.6206896551724138, 0.6551724137931034, 0.6896551724137931, 0.7241379310344828, 0.7586206896551724, 0.7931034482758621, 0.8275862068965517, 0.8620689655172413, 0.896551724137931, 0.9310344827586207, 0.9655172413793103, 1.0]
blade.opt_var.layer_10_opt | output | m | [0.00282, 0.00282, 0.00282, 0.00282, 0.00282, 0.00282, 0.00282, 0.00282, 0.00282, 0.00282, 0.00282, 0.00282, 0.00282, 0.00282, 0.00282, 0.00282, 0.00282, 0.00282, 0.00282, 0.00282, 0.00282, 0.00282, 0.00282, 0.00282, 0.00282, 0.00282, 0.00282, 0.00282, 0.00282, 0.00282]
blade.opt_var.s_opt_layer_11 | output |  | [0.0, 0.034482758620689655, 0.06896551724137931, 0.10344827586206896, 0.13793103448275862, 0.1724137931034483, 0.20689655172413793, 0.24137931034482757, 0.27586206896551724, 0.3103448275862069, 0.3448275862068966, 0.3793103448275862, 0.41379310344827586, 0.4482758620689655, 0.48275862068965514, 0.5172413793103449, 0.5517241379310345, 0.5862068965517241, 0.6206896551724138, 0.6551724137931034, 0.6896551724137931, 0.7241379310344828, 0.7586206896551724, 0.7931034482758621, 0.8275862068965517, 0.8620689655172413, 0.896551724137931, 0.9310344827586207, 0.9655172413793103, 1.0]
blade.opt_var.layer_11_opt | output | m | [0.002, 0.002, 0.002, 0.002, 0.002, 0.002, 0.002, 0.002, 0.002, 0.002, 0.002, 0.002, 0.002, 0.002, 0.002, 0.002, 0.002, 0.002, 0.002, 0.002, 0.002, 0.002, 0.002, 0.002, 0.002, 0.002, 0.002, 0.002, 0.002, 0.002]
blade.opt_var.s_opt_layer_12 | output |  | [0.0, 0.034482758620689655, 0.06896551724137931, 0.10344827586206896, 0.13793103448275862, 0.1724137931034483, 0.20689655172413793, 0.24137931034482757, 0.27586206896551724, 0.3103448275862069, 0.3448275862068966, 0.3793103448275862, 0.41379310344827586, 0.4482758620689655, 0.48275862068965514, 0.5172413793103449, 0.5517241379310345, 0.5862068965517241, 0.6206896551724138, 0.6551724137931034, 0.6896551724137931, 0.7241379310344828, 0.7586206896551724, 0.7931034482758621, 0.8275862068965517, 0.8620689655172413, 0.896551724137931, 0.9310344827586207, 0.9655172413793103, 1.0]
blade.opt_var.layer_12_opt | output | m | [0.04, 0.04, 0.04, 0.04, 0.04, 0.04, 0.04, 0.04, 0.04, 0.04, 0.04, 0.04, 0.04, 0.04, 0.04, 0.04, 0.04, 0.04, 0.04, 0.04, 0.04, 0.04, 0.04, 0.04, 0.04, 0.04, 0.04, 0.04, 0.04, 0.04]
blade.opt_var.s_opt_layer_13 | output |  | [0.0, 0.034482758620689655, 0.06896551724137931, 0.10344827586206896, 0.13793103448275862, 0.1724137931034483, 0.20689655172413793, 0.24137931034482757, 0.27586206896551724, 0.3103448275862069, 0.3448275862068966, 0.3793103448275862, 0.41379310344827586, 0.4482758620689655, 0.48275862068965514, 0.5172413793103449, 0.5517241379310345, 0.5862068965517241, 0.6206896551724138, 0.6551724137931034, 0.6896551724137931, 0.7241379310344828, 0.7586206896551724, 0.7931034482758621, 0.8275862068965517, 0.8620689655172413, 0.896551724137931, 0.9310344827586207, 0.9655172413793103, 1.0]
blade.opt_var.layer_13_opt | output | m | [0.002, 0.002, 0.002, 0.002, 0.002, 0.002, 0.002, 0.002, 0.002, 0.002, 0.002, 0.002, 0.002, 0.002, 0.002, 0.002, 0.002, 0.002, 0.002, 0.002, 0.002, 0.002, 0.002, 0.002, 0.002, 0.002, 0.002, 0.002, 0.002, 0.002]
blade.opt_var.s_opt_layer_14 | output |  | [0.0, 0.034482758620689655, 0.06896551724137931, 0.10344827586206896, 0.13793103448275862, 0.1724137931034483, 0.20689655172413793, 0.24137931034482757, 0.27586206896551724, 0.3103448275862069, 0.3448275862068966, 0.3793103448275862, 0.41379310344827586, 0.4482758620689655, 0.48275862068965514, 0.5172413793103449, 0.5517241379310345, 0.5862068965517241, 0.6206896551724138, 0.6551724137931034, 0.6896551724137931, 0.7241379310344828, 0.7586206896551724, 0.7931034482758621, 0.8275862068965517, 0.8620689655172413, 0.896551724137931, 0.9310344827586207, 0.9655172413793103, 1.0]
blade.opt_var.layer_14_opt | output | m | [0.002, 0.002, 0.002, 0.002, 0.002, 0.002, 0.002, 0.002, 0.002, 0.002, 0.002, 0.002, 0.002, 0.002, 0.002, 0.002, 0.002, 0.002, 0.002, 0.002, 0.002, 0.002, 0.002, 0.002, 0.002, 0.002, 0.002, 0.002, 0.002, 0.002]
blade.opt_var.s_opt_layer_15 | output |  | [0.0, 0.034482758620689655, 0.06896551724137931, 0.10344827586206896, 0.13793103448275862, 0.1724137931034483, 0.20689655172413793, 0.24137931034482757, 0.27586206896551724, 0.3103448275862069, 0.3448275862068966, 0.3793103448275862, 0.41379310344827586, 0.4482758620689655, 0.48275862068965514, 0.5172413793103449, 0.5517241379310345, 0.5862068965517241, 0.6206896551724138, 0.6551724137931034, 0.6896551724137931, 0.7241379310344828, 0.7586206896551724, 0.7931034482758621, 0.8275862068965517, 0.8620689655172413, 0.896551724137931, 0.9310344827586207, 0.9655172413793103, 1.0]
blade.opt_var.layer_15_opt | output | m | [0.04, 0.04, 0.04, 0.04, 0.04, 0.04, 0.04, 0.04, 0.04, 0.04, 0.04, 0.04, 0.04, 0.04, 0.04, 0.04, 0.04, 0.04, 0.04, 0.04, 0.04, 0.04, 0.04, 0.04, 0.04, 0.04, 0.04, 0.04, 0.04, 0.04]
blade.opt_var.s_opt_layer_16 | output |  | [0.0, 0.034482758620689655, 0.06896551724137931, 0.10344827586206896, 0.13793103448275862, 0.1724137931034483, 0.20689655172413793, 0.24137931034482757, 0.27586206896551724, 0.3103448275862069, 0.3448275862068966, 0.3793103448275862, 0.41379310344827586, 0.4482758620689655, 0.48275862068965514, 0.5172413793103449, 0.5517241379310345, 0.5862068965517241, 0.6206896551724138, 0.6551724137931034, 0.6896551724137931, 0.7241379310344828, 0.7586206896551724, 0.7931034482758621, 0.8275862068965517, 0.8620689655172413, 0.896551724137931, 0.9310344827586207, 0.9655172413793103, 1.0]
blade.opt_var.layer_16_opt | output | m | [0.002, 0.002, 0.002, 0.002, 0.002, 0.002, 0.002, 0.002, 0.002, 0.002, 0.002, 0.002, 0.002, 0.002, 0.002, 0.002, 0.002, 0.002, 0.002, 0.002, 0.002, 0.002, 0.002, 0.002, 0.002, 0.002, 0.002, 0.002, 0.002, 0.002]
blade.outer_shape_bem.af_position | output |  | [0.0, 0.022222764227642276, 0.17137860377801986, 0.23333333333333334, 0.3666666666666667, 0.47222384517197835, 0.6005347184880255, 0.7, 1.0] | 1D array of the non dimensional positions of the airfoils af_used defined along blade span.
blade.outer_shape_bem.s | output |  | [0.0, 0.034482758620689655, 0.06896551724137931, 0.10344827586206896, 0.13793103448275862, 0.1724137931034483, 0.20689655172413793, 0.24137931034482757, 0.27586206896551724, 0.3103448275862069, 0.3448275862068966, 0.3793103448275862, 0.41379310344827586, 0.4482758620689655, 0.48275862068965514, 0.5172413793103449, 0.5517241379310345, 0.5862068965517241, 0.6206896551724138, 0.6551724137931034, 0.6896551724137931, 0.7241379310344828, 0.7586206896551724, 0.7931034482758621, 0.8275862068965517, 0.8620689655172413, 0.896551724137931, 0.9310344827586207, 0.9655172413793103, 1.0] | 1D array of the non-dimensional spanwise grid defined along blade axis (0-blade root, 1-blade tip)
blade.outer_shape_bem.chord | output | m | [3.542, 3.5829065688610924, 3.8701677888975055, 4.113082662273744, 4.386184316700438, 4.5705983562554815, 4.6343256119198495, 4.646781924312676, 4.545529346958071, 4.426741607305162, 4.320291925514559, 4.205548041683577, 4.080209090674618, 3.9498741541952938, 3.8144707942245812, 3.6834791267944174, 3.5568910997434435, 3.4298965523912854, 3.3026551714743477, 3.1754137920031074, 3.0481724135647097, 2.9209310350823983, 2.793689656426132, 2.666448158844707, 2.5392068063848345, 2.416417405464169, 2.280796764281841, 2.1030278893097076, 1.5245990923819477, 1.419] | 1D array of the chord values defined along blade span.
blade.outer_shape_bem.twist | output | rad | [0.23226842, 0.23226842, 0.23226842, 0.23226842, 0.23226842, 0.23177952995161583, 0.21529632586872785, 0.19721961079680533, 0.18514807171207343, 0.17410387663620222, 0.16383607496599703, 0.15332788873648878, 0.14234850717202885, 0.13117259544518314, 0.11978974334496972, 0.10878820207054614, 0.0981606238100572, 0.08749258678908103, 0.07684918273625144, 0.0666974599028185, 0.057119320423043685, 0.04915360521180829, 0.04213652661331365, 0.03497168732047607, 0.027827774414301336, 0.02059416410129949, 0.013479022333971994, 0.006780948827297131, 0.002377764073136631, 0.00185005] | 1D array of the twist values defined along blade span. The twist is defined positive for negative rotations around the z axis (the same as in BeamDyn).
blade.outer_shape_bem.pitch_axis | output |  | [0.5, 0.4915122797251875, 0.4676395111012256, 0.4437667424772636, 0.4198939738533017, 0.4, 0.4, 0.4, 0.4, 0.4, 0.4, 0.4, 0.4, 0.4, 0.4, 0.4, 0.4, 0.4, 0.4, 0.4, 0.4, 0.4, 0.4, 0.4, 0.4, 0.4, 0.4, 0.4, 0.4, 0.4] | 1D array of the chordwise position of the pitch axis (0-LE, 1-TE), defined along blade span.
blade.outer_shape_bem.r_thick_yaml_interp | output |  | [0.0, 0.0, 0.0, 0.0, 0.0, 0.0, 0.0, 0.0, 0.0, 0.0, 0.0, 0.0, 0.0, 0.0, 0.0, 0.0, 0.0, 0.0, 0.0, 0.0, 0.0, 0.0, 0.0, 0.0, 0.0, 0.0, 0.0, 0.0, 0.0, 0.0] | 1D array of the relative thickness values defined along blade span.
blade.outer_shape_bem.ref_axis | output | m | [[0.0, 0.0, 0.0], [0.0, 0.0, 2.120689655172414], [0.0, 0.0, 4.241379310344827], [0.0, 0.0, 6.362068965517241], [0.0, 0.0, 8.482758620689655], [0.0, 0.0, 10.60344827586207], [0.0, 0.0, 12.724137931034482], [0.0, 0.0, 14.844827586206895], [0.0, 0.0, 16.96551724137931], [0.0, 0.0, 19.086206896551726], [0.0, 0.0, 21.20689655172414], [0.0, 0.0, 23.327586206896548], [0.0, 0.0, 25.448275862068964], [0.0, 0.0, 27.56896551724138], [0.0, 0.0, 29.689655172413794], [0.0, 0.0, 31.810344827586206], [0.0, 0.0, 33.93103448275861], [0.0, 0.0, 36.051724137931025], [0.0, 0.0, 38.172413793103445], [0.0, 0.0, 40.293103448275865], [0.0, 0.0, 42.41379310344828], [0.0, 0.0, 44.53448275862069], [0.0, 0.0, 46.6551724137931], [0.0, 0.0, 48.77586206896552], [0.0, 0.0, 50.89655172413793], [0.0, 0.0, 53.01724137931034], [0.0, 0.0, 55.13793103448276], [0.0, 0.0, 57.25862068965517], [0.0, 0.0, 59.37931034482758], [0.0, 0.0, 61.5]] | 2D array of the coordinates (x,y,z) of the blade reference axis, defined along blade span. The coordinate system is the one of BeamDyn: it is placed at blade root with x pointing the suction side of the blade, y pointing the trailing edge and z along the blade span. A standard configuration will have negative x values (prebend), if swept positive y values, and positive z values.
blade.pa.twist_param | output | rad | [0.23226842, 0.23226842, 0.23226842, 0.23226842, 0.23226842, 0.23177952995161583, 0.21529632586872785, 0.19721961079680533, 0.18514807171207343, 0.17410387663620222, 0.16383607496599703, 0.15332788873648878, 0.14234850717202885, 0.13117259544518314, 0.11978974334496972, 0.10878820207054614, 0.0981606238100572, 0.08749258678908103, 0.07684918273625144, 0.0666974599028185, 0.057119320423043685, 0.04915360521180829, 0.04213652661331365, 0.03497168732047607, 0.027827774414301336, 0.02059416410129949, 0.013479022333971994, 0.006780948827297131, 0.002377764073136631, 0.00185005] | 1D array of the twist values defined along blade span. The twist is the result of the parameterization.
blade.pa.chord_param | output | m | [3.542, 3.5829065688610924, 3.8701677888975055, 4.113082662273744, 4.386184316700438, 4.5705983562554815, 4.6343256119198495, 4.646781924312676, 4.545529346958071, 4.426741607305162, 4.320291925514559, 4.205548041683577, 4.080209090674618, 3.9498741541952938, 3.8144707942245812, 3.6834791267944174, 3.5568910997434435, 3.4298965523912854, 3.3026551714743477, 3.1754137920031074, 3.0481724135647097, 2.9209310350823983, 2.793689656426132, 2.666448158844707, 2.5392068063848345, 2.416417405464169, 2.280796764281841, 2.1030278893097076, 1.5245990923819477, 1.419] | 1D array of the chord values defined along blade span. The chord is the result of the parameterization.
blade.pa.max_chord_constr | output |  | [0.7456842105263157, 0.7542961197602299, 0.8147721660836854, 0.8659121394260513, 0.9234072245685133, 0.9622312328958909, 0.9756474972462841, 0.9782698788026686, 0.956953546728015, 0.9319456015379289, 0.9095351422135914, 0.8853785350912794, 0.8589913875104459, 0.8315524535147987, 0.8030464829946486, 0.7754692898514562, 0.7488191788933566, 0.7220834847139548, 0.6952958255735469, 0.6685081667374962, 0.6417205081188863, 0.6149328494910312, 0.5881451908265541, 0.5613575071252015, 0.5345698539757546, 0.5087194537819303, 0.4801677398488086, 0.44274271353888583, 0.3209682299751469, 0.2987368421052632] | 1D array of the ratio between chord values and maximum chord along blade span.
blade.pa.slope_chord_constr | output |  | [-0.04090656886109256, -0.2872612200364131, -0.2429148733762383, -0.27310165442669465, -0.1844140395550431, -0.06372725566436799, -0.012456312392826518, -0.10125257735460469, -0.1187877396529089, -0.1064496817906031, -0.11474388383098244, -0.12533895100895887, -0.13033493647932426, -0.1354033599707125, -0.13099166743016388, -0.12658802705097383, -0.1269945473521581, -0.1272413809169377, -0.12724137947124037, -0.12724137843839767, -0.12724137848231143, -0.12724137865626606, -0.1272414975814251, -0.12724135245987256, -0.12278940092066559, -0.13562064118232797, -0.17776887497213334, -0.57842879692776, -0.10559909238194765] | 1D array of the difference between one chord point and the other. If larger than 0, chord is growing along span. It can be used as constraint to achieve monotically decreasing chord
blade.ps.layer_thickness_param | output | m | [[5e-05, 5e-05, 5e-05, 5e-05, 5e-05, 5e-05, 5e-05, 5e-05, 5e-05, 5e-05, 5e-05, 5e-05, 5e-05, 5e-05, 5e-05, 5e-05, 5e-05, 5e-05, 5e-05, 5e-05, 5e-05, 5e-05, 5e-05, 5e-05, 5e-05, 5e-05, 5e-05, 5e-05, 5e-05, 5e-05], [0.00282, 0.0028200000000000005, 0.00282, 0.00282, 0.00282, 0.00282, 0.0028199999999999996, 0.00282, 0.0028200000000000005, 0.0028200000000000005, 0.00282, 0.0028200000000000005, 0.0028200000000000005, 0.0028200000000000005, 0.0028199999999999996, 0.0028200000000000005, 0.00282, 0.0028200000000000005, 0.0028200000000000005, 0.0028200000000000005, 0.0028200000000000005, 0.0028200000000000005, 0.00282, 0.00282, 0.00282, 0.00282, 0.0028199999999999996, 0.0028200000000000005, 0.00282, 0.00282], [0.0517, 0.025959319092461634, 0.01243392925521796, 0.004271311045519619, 0.0010772698145532268, 0.0, 0.0, 0.0, 0.0, 0.0, 0.0, 0.0, 0.0, 0.0, 0.0, 0.0, 0.0, 0.0, 0.0, 0.0, 0.0, 0.0, 0.0, 0.0, 0.0, 0.0, 0.0, 0.0, 0.0, 0.0], [0.00047, 0.0026377767830561725, 0.023006288238498256, 0.04142110209017276, 0.0423, 0.0423, 0.0423, 0.0423, 0.0423, 0.0423, 0.0423, 0.04226683603558402, 0.04185976132895962, 0.04104126471239999, 0.039877179857990025, 0.03843334043781462, 0.036775580123958686, 0.03496973258850711, 0.03308163150354477, 0.031177110541156582, 0.029232387010542777, 0.027000901301356323, 0.02448126599472148, 0.021693652160641546, 0.018658230869119836, 0.015395173190159645, 0.011924650193764257, 0.008266832949936994, 0.004441892528681145, 0.00046999999999999917], [0.00047, 0.0026377767830561725, 0.023006288238498256, 0.04142110209017276, 0.0423, 0.0423, 0.0423, 0.0423, 0.0423, 0.0423, 0.0423, 0.04226683603558402, 0.04185976132895962, 0.04104126471239999, 0.039877179857990025, 0.03843334043781462, 0.036775580123958686, 0.03496973258850711, 0.03308163150354477, 0.031177110541156582, 0.029232387010542777, 0.027000901301356323, 0.02448126599472148, 0.021693652160641546, 0.018658230869119836, 0.015395173190159645, 0.011924650193764257, 0.008266832949936994, 0.004441892528681145, 0.00046999999999999917], [0.0, 0.0017633650830294267, 0.0060368876770462, 0.00705, 0.00705, 0.00705, 0.00705, 0.00705, 0.00705, 0.00705, 0.00705, 0.007028160918550486, 0.006765556523553196, 0.00625385741669781, 0.005553961618461436, 0.0047267671493211845, 0.0038331720297541715, 0.002934074280237507, 0.002090371921248297, 0.0013629629732636603, 0.0008127454567607032, 0.0005006173922165423, 0.00038999307011384327, 0.00029552293438007624, 0.00021147246379179594, 0.0001393412272623539, 8.062879370510148e-05, 3.683473203339061e-05, 9.458611160572945e-06, -1.4399560103323106e-20], [0.0, 0.0017633650830294267, 0.0060368876770462, 0.00705, 0.00705, 0.00705, 0.00705, 0.00705, 0.00705, 0.00705, 0.00705, 0.007028160918550486, 0.006765556523553196, 0.00625385741669781, 0.005553961618461436, 0.0047267671493211845, 0.0038331720297541715, 0.002934074280237507, 0.002090371921248297, 0.0013629629732636603, 0.0008127454567607032, 0.0005006173922165423, 0.00038999307011384327, 0.00029552293438007624, 0.00021147246379179594, 0.0001393412272623539, 8.062879370510148e-05, 3.683473203339061e-05, 9.458611160572945e-06, -1.4399560103323106e-20], [0.0, 0.02, 0.02, 0.06994882607469227, 0.09, 0.09, 0.09, 0.09, 0.09, 0.09, 0.09, 0.08032555686642343, 0.06, 0.06, 0.06, 0.06, 0.06, 0.06, 0.06, 0.030988560584853875, 0.02, 0.02, 0.02, 0.02, 0.02, 0.02, 0.02, 0.02, 0.0, 0.0], [0.0, 0.02, 0.02, 0.06994882607469227, 0.09, 0.09, 0.09, 0.09, 0.09, 0.09, 0.09, 0.08032555686642343, 0.06, 0.06, 0.06, 0.06, 0.06, 0.06, 0.06, 0.030988560584853875, 0.02, 0.02, 0.02, 0.02, 0.02, 0.02, 0.02, 0.02, 0.0, 0.0], [0.0, 0.0, 0.0, 0.0, 0.02, 0.02, 0.02, 0.02, 0.02, 0.02, 0.02, 0.02, 0.02, 0.02, 0.02, 0.02, 0.02, 0.02, 0.02, 0.02, 0.02, 0.02, 0.02, 0.02, 0.02, 0.02, 0.02, 0.02, 0.0, 0.0], [0.00282, 0.00282, 0.00282, 0.00282, 0.00282, 0.00282, 0.00282, 0.00282, 0.00282, 0.00282, 0.00282, 0.00282, 0.00282, 0.00282, 0.00282, 0.00282, 0.00282, 0.00282, 0.00282, 0.00282, 0.00282, 0.00282, 0.00282, 0.00282, 0.00282, 0.00282, 0.00282, 0.00282, 0.00282, 0.00282], [0.002, 0.002, 0.002, 0.002, 0.002, 0.002, 0.002, 0.002, 0.002, 0.002, 0.002, 0.002, 0.002, 0.002, 0.002, 0.002, 0.002, 0.002, 0.002, 0.002, 0.002, 0.002, 0.002, 0.002, 0.002, 0.002, 0.002, 0.002, 0.002, 0.002], [0.04, 0.04, 0.04, 0.04, 0.04, 0.04, 0.04, 0.04, 0.04, 0.04, 0.04, 0.04, 0.04, 0.04, 0.04, 0.04, 0.04, 0.04, 0.04, 0.04, 0.04, 0.04, 0.04, 0.04, 0.04, 0.04, 0.04, 0.04, 0.04, 0.04], [0.002, 0.002, 0.002, 0.002, 0.002, 0.002, 0.002, 0.002, 0.002, 0.002, 0.002, 0.002, 0.002, 0.002, 0.002, 0.002, 0.002, 0.002, 0.002, 0.002, 0.002, 0.002, 0.002, 0.002, 0.002, 0.002, 0.002, 0.002, 0.002, 0.002], [0.002, 0.002, 0.002, 0.002, 0.002, 0.002, 0.002, 0.002, 0.002, 0.002, 0.002, 0.002, 0.002, 0.002, 0.002, 0.002, 0.002, 0.002, 0.002, 0.002, 0.002, 0.002, 0.002, 0.002, 0.002, 0.002, 0.002, 0.002, 0.002, 0.002], [0.04, 0.04, 0.04, 0.04, 0.04, 0.04, 0.04, 0.04, 0.04, 0.04, 0.04, 0.04, 0.04, 0.04, 0.04, 0.04, 0.04, 0.04, 0.04, 0.04, 0.04, 0.04, 0.04, 0.04, 0.04, 0.04, 0.04, 0.04, 0.04, 0.04], [0.002, 0.002, 0.002, 0.002, 0.002, 0.002, 0.002, 0.002, 0.002, 0.002, 0.002, 0.002, 0.002, 0.002, 0.002, 0.002, 0.002, 0.002, 0.002, 0.002, 0.002, 0.002, 0.002, 0.002, 0.002, 0.002, 0.002, 0.002, 0.002, 0.002]] | 2D array of the thickness of the layers of the blade structure after the parametrization. The first dimension represents each layer, the second dimension represents each entry along blade span.
configuration.rated_power | output | W | 5000000 | Electrical rated power of the generator.
configuration.lifetime | output | year | 25 | Turbine design lifetime.
configuration.rotor_diameter_user | output | m | 126 | Diameter of the rotor specified by the user. It is defined as two times the blade length plus the hub diameter.
configuration.hub_height_user | output | m | 90 | Height of the hub center over the ground (land-based) or the mean sea level (offshore) specified by the user.
configuration.ws_class | output | n/a | I | IEC wind turbine class. I - offshore, II coastal, III - land-based, IV - low wind speed site.
configuration.turb_class | output | n/a | B | IEC wind turbine category. A - high turbulence intensity (land-based), B - mid turbulence, C - low turbulence (offshore).
configuration.gearbox_type | output | n/a | geared | Gearbox configuration (geared, direct-drive, etc.).
configuration.rotor_orientation | output | n/a | upwind | Rotor orientation, either upwind or downwind.
configuration.upwind | output | n/a | TRUE | Convenient boolean for upwind (True) or downwind (False).
configuration.n_blades | output | n/a | 3 | Number of blades of the rotor.
control.V_in | output | m/s | 3 | Cut in wind speed. This is the wind speed where region II begins.
control.V_out | output | m/s | 25 | Cut out wind speed. This is the wind speed where region III ends.
control.minOmega | output | rad/s | 0.72256 | Minimum allowed rotor speed.
control.maxOmega | output | rad/s | 2 | Maximum allowed rotor speed.
control.max_TS | output | m/s | 80 | Maximum allowed blade tip speed.
control.max_pitch_rate | output | rad/s | 0.1745 | Maximum allowed blade pitch rate
control.max_torque_rate | output | N*m/s | 1500000 | Maximum allowed generator torque rate
control.rated_TSR | output |  | 7.0175 | Constant tip speed ratio in region II.
control.rated_pitch | output | rad | 0 | Constant pitch angle in region II.
control.ps_percent | output |  | 0.9 | Scalar applied to the max thrust within RotorSE for peak thrust shaving.
control.fix_pitch_regI12 | output | n/a | FALSE | If True, pitch is fixed in region I1/2, i.e. when min rpm is enforced.
costs.offset_tcc_per_kW | output | USD/kW | 0 | Offset to turbine capital cost
costs.bos_per_kW | output | USD/kW | 2979 | Balance of station/plant capital cost
costs.opex_per_kW | output | USD/kW/year | 144 | Average annual operational expenditures of the turbine
costs.wake_loss_factor | output |  | 0.15 | The losses in AEP due to waked conditions
costs.fixed_charge_rate | output |  | 0.075 | Fixed charge rate for coe calculation
costs.labor_rate | output | USD/h | 58.8
costs.painting_rate | output | USD/m**2 | 30
costs.blade_mass_cost_coeff | output | USD/kg | 14.6
costs.hub_mass_cost_coeff | output | USD/kg | 3.9
costs.pitch_system_mass_cost_coeff | output | USD/kg | 22.1
costs.spinner_mass_cost_coeff | output | USD/kg | 11.1
costs.lss_mass_cost_coeff | output | USD/kg | 11.9
costs.bearing_mass_cost_coeff | output | USD/kg | 4.5
costs.gearbox_torque_cost | output | USD/kN/m | 50
costs.hss_mass_cost_coeff | output | USD/kg | 6.8
costs.generator_mass_cost_coeff | output | USD/kg | 12.4
costs.bedplate_mass_cost_coeff | output | USD/kg | 2.9
costs.yaw_mass_cost_coeff | output | USD/kg | 8.3
costs.converter_mass_cost_coeff | output | USD/kg | 18.8
costs.transformer_mass_cost_coeff | output | USD/kg | 18.8
costs.hvac_mass_cost_coeff | output | USD/kg | 124
costs.cover_mass_cost_coeff | output | USD/kg | 5.7
costs.elec_connec_machine_rating_cost_coeff | output | USD/kW | 41.85
costs.platforms_mass_cost_coeff | output | USD/kg | 17.1
costs.tower_mass_cost_coeff | output | USD/kg | 2.9
costs.controls_machine_rating_cost_coeff | output | USD/kW | 21.15
costs.crane_cost | output | USD | 12000
costs.electricity_price | output | USD/kW/h | 0.04
costs.reserve_margin_price | output | USD/kW/year | 120
costs.capacity_credit | output |  | 1
costs.benchmark_price | output | USD/kW/h | 0.071
costs.turbine_number | output | n/a | 120 | Number of turbines at plant
env.rho_air | output | kg/m**3 | 1.225 | Density of air
env.mu_air | output | kg/m/s | 1.81e-05 | Dynamic viscosity of air
env.shear_exp | output |  | 0.11 | Shear exponent of the wind.
env.speed_sound_air | output | m/s | 340 | Speed of sound in air.
env.weibull_k | output |  | 2 | Shape parameter of the Weibull probability density function of the wind.
env.rho_water | output | kg/m**3 | 1025 | Density of ocean water
env.mu_water | output | kg/m/s | 0.0013351 | Dynamic viscosity of ocean water
env.water_depth | output | m | 320 | Water depth for analysis. Values > 0 mean offshore
env.Hsig_wave | output | m | 6 | Significant wave height
env.Tsig_wave | output | s | 10 | Significant wave period
env.G_soil | output | N/m**2 | 140000000 | Shear stress of soil
env.nu_soil | output |  | 0.4 | Poisson ratio of soil
floating.member_spar:joint1 | output | m | [0.0, 0.0, -120.0]
floating.member_spar:joint2 | output | m | [0.0, 0.0, 10.0]
floating.member_spar:height | output | m | 130
floating.member_spar:s_ghost1 | output |  | 0
floating.member_spar:s_ghost2 | output |  | 1
floating.member_fairlead_leg1:joint1 | output | m | [5.2, 0.0, -70.0]
floating.member_fairlead_leg1:joint2 | output | m | [0.0, 0.0, -69.9994]
floating.member_fairlead_leg1:height | output | m | 5.2
floating.member_fairlead_leg1:s_ghost1 | output |  | 0
floating.member_fairlead_leg1:s_ghost2 | output |  | 0.096154
floating.member_fairlead_leg2:joint1 | output | m | [-2.5999999999999988, 4.503332099679081, -70.0]
floating.member_fairlead_leg2:joint2 | output | m | [0.0, 0.0, -69.9994]
floating.member_fairlead_leg2:height | output | m | 5.2
floating.member_fairlead_leg2:s_ghost1 | output |  | 0
floating.member_fairlead_leg2:s_ghost2 | output |  | 0.096154
floating.member_fairlead_leg3:joint1 | output | m | [-2.6000000000000023, -4.5033320996790795, -70.0]
floating.member_fairlead_leg3:joint2 | output | m | [0.0, 0.0, -69.9994]
floating.member_fairlead_leg3:height | output | m | 5.2
floating.member_fairlead_leg3:s_ghost1 | output |  | 0
floating.member_fairlead_leg3:s_ghost2 | output |  | 0.096154
floating.joints_xyz | output | m | [[0.0, 0.0, -120.0], [0.0, 0.0, 10.0], [5.2, 0.0, -70.0], [-2.5999999999999988, 4.503332099679081, -70.0], [-2.6000000000000023, -4.5033320996790795, -70.0], [853.87, 0.0, -320.0], [-426.93499999999983, 739.4731115294187, -320.0], [-426.9350000000004, -739.4731115294184, -320.0], [0.0, 0.0, -69.9994]]
floating.transition_node | output | m | [0.0, 0.0, 10.0]
floating.transition_piece_mass | output | kg | 0 | point mass of transition piece
floating.transition_piece_cost | output | USD | 0 | cost of transition piece
floating.memgrid0.outer_diameter | output | m | [9.4, 9.4, 9.4, 9.4, 6.5, 6.5]
floating.memgrid0.ca_usr_grid | output |  | [1.0, 1.0, 1.0, 1.0, 1.0, 1.0]
floating.memgrid0.cd_usr_grid | output |  | [0.8, 0.8, 0.8, 0.8, 0.8, 0.8]
floating.memgrid0.layer_thickness | output | m | [[0.08, 0.08, 0.08, 0.08, 0.08, 0.08]]
floating.memgrid1.outer_diameter | output | m | [1.0, 1.0]
floating.memgrid1.ca_usr_grid | output |  | [-1.0, -1.0]
floating.memgrid1.cd_usr_grid | output |  | [-1.0, -1.0]
floating.memgrid1.layer_thickness | output | m | [[0.1, 0.1]]
floating.memgrid2.outer_diameter | output | m | [1.0, 1.0]
floating.memgrid2.ca_usr_grid | output |  | [-1.0, -1.0]
floating.memgrid2.cd_usr_grid | output |  | [-1.0, -1.0]
floating.memgrid2.layer_thickness | output | m | [[0.1, 0.1]]
floating.memgrid3.outer_diameter | output | m | [1.0, 1.0]
floating.memgrid3.ca_usr_grid | output |  | [-1.0, -1.0]
floating.memgrid3.cd_usr_grid | output |  | [-1.0, -1.0]
floating.memgrid3.layer_thickness | output | m | [[0.1, 0.1]]
floating.memgrp0.s_in | output |  | [0.0, 0.8308, 0.8923, 1.0]
floating.memgrp0.s | output |  | [0.0, 0.38462, 0.4, 0.8308, 0.8923, 1.0]
floating.memgrp0.outer_diameter_in | output | m | [9.4, 9.4, 6.5, 6.5]
floating.memgrp0.ca_usr_geom | output |  | [1.0, 1.0, 1.0, 1.0]
floating.memgrp0.cd_usr_geom | output |  | [0.8, 0.8, 0.8, 0.8]
floating.memgrp0.layer_thickness_in | output | m | [[0.08, 0.08, 0.08, 0.08]]
floating.memgrp0.bulkhead_grid | output |  | [0.0, 0.1, 0.5, 0.8308, 1.0]
floating.memgrp0.bulkhead_thickness | output | m | [0.1, 0.05, 0.05, 0.05, 0.05]
floating.memgrp0.ballast_grid | output |  | [[0.0, 0.4], [0.4, 1.0]]
floating.memgrp0.ballast_volume | output | m**3 | [900.0, 0.0]
floating.memgrp0.grid_axial_joints | output |  | 0.38462
floating.memgrp0.outfitting_factor | output |  | 1
floating.memgrp0.ring_stiffener_web_height | output | m | 0
floating.memgrp0.ring_stiffener_web_thickness | output | m | 0
floating.memgrp0.ring_stiffener_flange_width | output | m | 0
floating.memgrp0.ring_stiffener_flange_thickness | output | m | 0
floating.memgrp0.ring_stiffener_spacing | output |  | 0
floating.memgrp0.axial_stiffener_web_height | output | m | 0
floating.memgrp0.axial_stiffener_web_thickness | output | m | 0
floating.memgrp0.axial_stiffener_flange_width | output | m | 0
floating.memgrp0.axial_stiffener_flange_thickness | output | m | 0
floating.memgrp0.axial_stiffener_spacing | output | rad | 0
floating.memgrp0.member_mass_user | output | kg | 0 | Override bottom-up calculation of total member mass with this value
floating.memgrp0.layer_materials | output | n/a | steel
floating.memgrp0.ballast_materials | output | n/a | ['slurry', 'seawater']
floating.memgrp1.s_in | output |  | [0.0, 1.0]
floating.memgrp1.s | output |  | [0.0, 1.0]
floating.memgrp1.outer_diameter_in | output | m | [1.0, 1.0]
floating.memgrp1.ca_usr_geom | output |  | [-1.0, -1.0]
floating.memgrp1.cd_usr_geom | output |  | [-1.0, -1.0]
floating.memgrp1.layer_thickness_in | output | m | [[0.1, 0.1]]
floating.memgrp1.bulkhead_grid | output |  | [0.0, 1.0]
floating.memgrp1.bulkhead_thickness | output | m | [0.02, 0.02]
floating.memgrp1.ballast_grid | output |  | []
floating.memgrp1.ballast_volume | output | m**3 | []
floating.memgrp1.grid_axial_joints | output |  | []
floating.memgrp1.outfitting_factor | output |  | 1
floating.memgrp1.ring_stiffener_web_height | output | m | 0
floating.memgrp1.ring_stiffener_web_thickness | output | m | 0
floating.memgrp1.ring_stiffener_flange_width | output | m | 0
floating.memgrp1.ring_stiffener_flange_thickness | output | m | 0
floating.memgrp1.ring_stiffener_spacing | output |  | 0
floating.memgrp1.axial_stiffener_web_height | output | m | 0
floating.memgrp1.axial_stiffener_web_thickness | output | m | 0
floating.memgrp1.axial_stiffener_flange_width | output | m | 0
floating.memgrp1.axial_stiffener_flange_thickness | output | m | 0
floating.memgrp1.axial_stiffener_spacing | output | rad | 0
floating.memgrp1.member_mass_user | output | kg | 0 | Override bottom-up calculation of total member mass with this value
floating.memgrp1.layer_materials | output | n/a | steel
floating.memgrp1.ballast_materials | output | n/a | []
floating.memgrp2.s_in | output |  | [0.0, 1.0]
floating.memgrp2.s | output |  | [0.0, 1.0]
floating.memgrp2.outer_diameter_in | output | m | [1.0, 1.0]
floating.memgrp2.ca_usr_geom | output |  | [-1.0, -1.0]
floating.memgrp2.cd_usr_geom | output |  | [-1.0, -1.0]
floating.memgrp2.layer_thickness_in | output | m | [[0.1, 0.1]]
floating.memgrp2.bulkhead_grid | output |  | [0.0, 1.0]
floating.memgrp2.bulkhead_thickness | output | m | [0.02, 0.02]
floating.memgrp2.ballast_grid | output |  | []
floating.memgrp2.ballast_volume | output | m**3 | []
floating.memgrp2.grid_axial_joints | output |  | []
floating.memgrp2.outfitting_factor | output |  | 1
floating.memgrp2.ring_stiffener_web_height | output | m | 0
floating.memgrp2.ring_stiffener_web_thickness | output | m | 0
floating.memgrp2.ring_stiffener_flange_width | output | m | 0
floating.memgrp2.ring_stiffener_flange_thickness | output | m | 0
floating.memgrp2.ring_stiffener_spacing | output |  | 0
floating.memgrp2.axial_stiffener_web_height | output | m | 0
floating.memgrp2.axial_stiffener_web_thickness | output | m | 0
floating.memgrp2.axial_stiffener_flange_width | output | m | 0
floating.memgrp2.axial_stiffener_flange_thickness | output | m | 0
floating.memgrp2.axial_stiffener_spacing | output | rad | 0
floating.memgrp2.member_mass_user | output | kg | 0 | Override bottom-up calculation of total member mass with this value
floating.memgrp2.layer_materials | output | n/a | steel
floating.memgrp2.ballast_materials | output | n/a | []
floating.memgrp3.s_in | output |  | [0.0, 1.0]
floating.memgrp3.s | output |  | [0.0, 1.0]
floating.memgrp3.outer_diameter_in | output | m | [1.0, 1.0]
floating.memgrp3.ca_usr_geom | output |  | [-1.0, -1.0]
floating.memgrp3.cd_usr_geom | output |  | [-1.0, -1.0]
floating.memgrp3.layer_thickness_in | output | m | [[0.1, 0.1]]
floating.memgrp3.bulkhead_grid | output |  | [0.0, 1.0]
floating.memgrp3.bulkhead_thickness | output | m | [0.02, 0.02]
floating.memgrp3.ballast_grid | output |  | []
floating.memgrp3.ballast_volume | output | m**3 | []
floating.memgrp3.grid_axial_joints | output |  | []
floating.memgrp3.outfitting_factor | output |  | 1
floating.memgrp3.ring_stiffener_web_height | output | m | 0
floating.memgrp3.ring_stiffener_web_thickness | output | m | 0
floating.memgrp3.ring_stiffener_flange_width | output | m | 0
floating.memgrp3.ring_stiffener_flange_thickness | output | m | 0
floating.memgrp3.ring_stiffener_spacing | output |  | 0
floating.memgrp3.axial_stiffener_web_height | output | m | 0
floating.memgrp3.axial_stiffener_web_thickness | output | m | 0
floating.memgrp3.axial_stiffener_flange_width | output | m | 0
floating.memgrp3.axial_stiffener_flange_thickness | output | m | 0
floating.memgrp3.axial_stiffener_spacing | output | rad | 0
floating.memgrp3.member_mass_user | output | kg | 0 | Override bottom-up calculation of total member mass with this value
floating.memgrp3.layer_materials | output | n/a | steel
floating.memgrp3.ballast_materials | output | n/a | []
generator.generator_mass_user | output | kg | 0
generator.B_r | output | T | 1.2
generator.P_Fe0e | output | W/kg | 1
generator.P_Fe0h | output | W/kg | 4
generator.S_N | output |  | -0.002
generator.alpha_p | output |  | 1.0996
generator.b_r_tau_r | output |  | 0.45
generator.b_ro | output | m | 0.004
generator.b_s_tau_s | output |  | 0.45
generator.b_so | output | m | 0.004
generator.cofi | output |  | 0.9
generator.freq | output | Hz | 60
generator.h_i | output | m | 0.001
generator.h_sy0 | output |  | 0
generator.h_w | output | m | 0.005
generator.k_fes | output |  | 0.9
generator.k_fillr | output |  | 0.55
generator.k_fills | output |  | 0.65
generator.k_s | output |  | 0.2
generator.mu_0 | output | m*kg/s**2/A**2 | 1.2566e-06
generator.mu_r | output | m*kg/s**2/A**2 | 1.06
generator.p | output |  | 3
generator.phi | output | rad | 1.5708
generator.ratio_mw2pp | output |  | 0.7
generator.resist_Cu | output | ohm/m | 2.52e-08
generator.sigma | output | Pa | 21500
generator.y_tau_p | output |  | 0.8
generator.y_tau_pr | output |  | 0.83333
generator.I_0 | output | A | 40
generator.d_r | output | m | 0
generator.h_m | output | m | 0
generator.h_0 | output | m | 0.01
generator.h_s | output | m | 0.08
generator.len_s | output | m | 0.49
generator.n_r | output |  | 0
generator.rad_ag | output | m | 0.61
generator.t_wr | output | m | 0
generator.n_s | output |  | 0
generator.b_st | output | m | 0
generator.d_s | output | m | 0
generator.t_ws | output | m | 0
generator.rho_Copper | output | kg/m**3 | 8900
generator.rho_Fe | output | kg/m**3 | 7700
generator.rho_Fes | output | kg/m**3 | 7850
generator.rho_PM | output | kg/m**3 | 7450
generator.C_Cu | output | USD/kg | 4.786
generator.C_Fe | output | USD/kg | 0.556
generator.C_Fes | output | USD/kg | 0.50139
generator.C_PM | output | USD/kg | 50
generator.B_symax | output | T | 1.3
generator.S_Nmax | output |  | -0.2
generator.m | output | n/a | 3
generator.q1 | output | n/a | 5
generator.q2 | output | n/a | 4
high_level_tower_props.tower_ref_axis | output | m | [[0.0, 0.0, 10.0], [0.0, 0.0, 17.770000000000003], [0.0, 0.0, 25.54], [0.0, 0.0, 33.31], [0.0, 0.0, 41.08], [0.0, 0.0, 48.85], [0.0, 0.0, 56.62000000000001], [0.0, 0.0, 64.39], [0.0, 0.0, 72.16], [0.0, 0.0, 79.93], [0.0, 0.0, 87.7]] | 2D array of the coordinates (x,y,z) of the tower reference axis. The coordinate system is the global coordinate system of OpenFAST: it is placed at tower base with x pointing downwind, y pointing on the side and z pointing vertically upwards. A standard tower configuration will have zero x and y values and positive z values.
high_level_tower_props.hub_height | output | m | 90 | Height of the hub in the global reference system, i.e. distance rotor center to ground.
hub.radius | output | m | 1.5 | Radius of the hub. It defines the distance of the blade root from the rotor center along the coned line.
hub.cone | output | rad | 0.04363 | Cone angle of the rotor. It defines the angle between the rotor plane and the blade pitch axis. A standard machine has positive values.
hub.flange_t2shell_t | output |  | 4
hub.flange_OD2hub_D | output |  | 0.5
hub.flange_ID2flange_OD | output |  | 0.8
hub.hub_stress_concentration | output |  | 2.5
hub.clearance_hub_spinner | output | m | 0.75
hub.spin_hole_incr | output |  | 1.2
hub.pitch_system_scaling_factor | output |  | 0.54
hub.hub_in2out_circ | output |  | 1.2
hub.hub_shell_mass_user | output | kg | 0
hub.spinner_mass_user | output | kg | 0
hub.pitch_system_mass_user | output | kg | 0
hub.n_front_brackets | output | n/a | 3
hub.n_rear_brackets | output | n/a | 3
hub.hub_material | output | n/a | cast_iron
hub.spinner_material | output | n/a | glassDB
materials.ply_t | output | m | [0.0, 0.0013457042957042958, 0.000885934065934066, 0.0009843711843711845, 0.0, 0.0, 0.0, 0.0, 0.005158730158730159, 0.0, 0.0, 0.0] | 1D array of the ply thicknesses of the materials. Non-composite materials are kept at 0.
materials.fvf | output |  | [0.0, 0.5310344827586206, 0.4827586206896552, 0.43448275862068964, 0.0, 0.0, 0.0, 0.0, 0.1076923076923077, 0.0, 0.0, 0.0] | 1D array of the non-dimensional fiber volume fraction of the composite materials. Non-composite materials are kept at 0.
materials.fwf | output |  | [0.0, 0.7191091954022988, 0.6784715750232991, 0.6346377373111197, 0.0, 0.0, 0.0, 0.0, 0.15889029003783103, 0.0, 0.0, 0.0] | 1D array of the non-dimensional fiber weight- fraction of the composite materials. Non-composite materials are kept at 0.
materials.E | output | Pa | [[3440000000.0, 3440000000.0, 3440000000.0], [41800000000.0, 14000000000.0, 2630000000.0], [27700000000.0, 13650000000.0, 7200000000.0], [13600000000.0, 13300000000.0, 11800000000.0], [200000000000.0, 200000000000.0, 200000000000.0], [205000000000.0, 205000000000.0, 205000000000.0], [118000000000.0, 118000000000.0, 118000000000.0], [98460000.0, 98460000.0, 98460000.0], [114500000000.0, 8390000000.0, 5990000000.0], [1000000.0, 1000000.0, 1000000.0], [1.0, 1.0, 1.0], [4560000.0, 4560000.0, 4560000.0]] | 2D array of the Youngs moduli of the materials. Each row represents a material, the three columns represent E11, E22 and E33.
materials.G | output | Pa | [[1323000000.0, 1323000000.0, 1323000000.0], [2630000000.0, 2630000000.0, 2630000000.0], [7200000000.0, 7200000000.0, 7200000000.0], [11800000000.0, 11800000000.0, 11800000000.0], [79300000000.0, 79300000000.0, 79300000000.0], [80000000000.0, 80000000000.0, 80000000000.0], [47600000000.0, 47600000000.0, 47600000000.0], [98460000.0, 98460000.0, 98460000.0], [5990000000.0, 5990000000.0, 5990000000.0], [384615.3846153846, 384615.3846153846, 384615.3846153846], [1.0, 1.0, 1.0], [1520000.0, 1520000.0, 1520000.0]] | 2D array of the shear moduli of the materials. Each row represents a material, the three columns represent G12, G13 and G23.
materials.nu | output |  | [[0.3, 0.3, 0.3], [0.28, 0.28, 0.28], [0.39, 0.39, 0.39], [0.49, 0.49, 0.49], [0.3, 0.3, 0.3], [0.3, 0.3, 0.3], [0.3, 0.3, 0.3], [0.3, 0.3, 0.3], [0.27, 0.27, 0.27], [0.3, 0.3, 0.3], [0.3, 0.3, 0.3], [0.49, 0.49, 0.49]] | 2D array of the Poisson ratio of the materials. Each row represents a material, the three columns represent nu12, nu13 and nu23.
materials.Xt | output | Pa | [[74000000.0, 74000000.0, 74000000.0], [1060000000.0, 66300000.0, 26600000.0], [54500000.0, 54500000.0, 26600000.0], [54470000.0, 54470000.0, 26600000.0], [450000000.0, 450000000.0, 450000000.0], [814000000.0, 814000000.0, 814000000.0], [310000000.0, 310000000.0, 310000000.0], [6040000.0, 6040000.0, 6040000.0], [2236000000.0, 0.0, 0.0], [61510000.0, 61510000.0, 61510000.0], [0.0, 0.0, 0.0], [690000.0, 690000.0, 690000.0]] | 2D array of the Ultimate Tensile Strength (UTS) of the materials. Each row represents a material, the three columns represent Xt12, Xt13 and Xt23.
materials.Xc | output | Pa | [[87000000.0, 87000000.0, 87000000.0], [826000000.0, 196000000.0, 197000000.0], [74100000.0, 74100000.0, 197000000.0], [74100000.0, 74100000.0, 197000000.0], [450000000.0, 450000000.0, 450000000.0], [814000000.0, 814000000.0, 814000000.0], [310000000.0, 310000000.0, 310000000.0], [5100000.0, 5100000.0, 5100000.0], [1528000000.0, 0.0, 0.0], [65360000.0, 65360000.0, 65360000.0], [0.0, 0.0, 0.0], [400000.0, 400000.0, 400000.0]] | 2D array of the Ultimate Compressive Strength (UCS) of the materials. Each row represents a material, the three columns represent Xc12, Xc13 and Xc23.
materials.S | output | Pa | [[0.0, 0.0, 0.0], [0.0, 0.0, 0.0], [0.0, 0.0, 0.0], [0.0, 0.0, 0.0], [0.0, 0.0, 0.0], [0.0, 0.0, 0.0], [0.0, 0.0, 0.0], [0.0, 0.0, 0.0], [0.0, 0.0, 0.0], [0.0, 0.0, 0.0], [0.0, 0.0, 0.0], [310000.0, 310000.0, 310000.0]] | 2D array of the Ultimate Shear Strength (USS) of the materials. Each row represents a material, the three columns represent S12, S13 and S23.
materials.sigma_y | output | Pa | [0.0, 0.0, 0.0, 0.0, 345000000.0, 485000000.0, 265000000.0, 0.0, 0.0, 0.0, 0.0, 0.0] | Yield stress of the material (in the principle direction for composites).
materials.wohler_exp | output |  | [1.0, 10.0, 10.0, 10.0, 3.0, 3.0, 3.0, 1.0, 16.1, 1.0, 1.0, 1.0] | Exponent of S-N Wohler fatigue curve in the form of S = A*N^-(1/m).
materials.wohler_intercept | output |  | [87000000.0, 1060000000.0, 197000000.0, 197000000.0, 35534648443.719765, 35534648443.719765, 310000000.0, 6040000.0, 2236000000.0, 65360000.0, 0.0, 690000.0] | Stress-intercept (A) of S-N Wohler fatigue curve in the form of S = A*N^-(1/m), taken as ultimate stress unless otherwise specified.
materials.unit_cost | output | USD/kg | [7.23, 1.87, 2.86, 3.0, 0.7, 0.9, 0.5, 13.0, 30.0, 3.63, 1.0, 9.0] | 1D array of the unit costs of the materials.
materials.waste | output |  | [0.25, 0.05, 0.15, 0.15, 0.0, 0.0, 0.0, 0.2, 0.05, 0.0, 0.0, 0.0] | 1D array of the non-dimensional waste fraction of the materials.
materials.roll_mass | output | kg | [0.0, 0.0, 181.4368, 181.4368, 0.0, 0.0, 0.0, 0.0, 0.0, 0.0, 0.0, 0.0] | 1D array of the roll mass of the composite fabrics. Non-composite materials are kept at 0.
materials.orth | output | n/a | [0.0, 1.0, 1.0, 1.0, 0.0, 0.0, 0.0, 0.0, 1.0, 0.0, 0.0, 0.0] | 1D array of flags to set whether a material is isotropic (0) or orthtropic (1). Each entry represents a material.
mooring.nodes_mass | output | kg | [0.0, 0.0, 0.0, 0.0, 0.0, 0.0]
mooring.nodes_volume | output | m**3 | [0.0, 0.0, 0.0, 0.0, 0.0, 0.0]
mooring.nodes_added_mass | output |  | [0.0, 0.0, 0.0, 0.0, 0.0, 0.0]
mooring.nodes_drag_area | output | m**2 | [0.0, 0.0, 0.0, 0.0, 0.0, 0.0]
mooring.anchor_mass | output | kg | [0.0, 0.0, 0.0]
mooring.anchor_cost | output | USD | [0.0, 0.0, 0.0]
mooring.anchor_max_vertical_load | output | N | [1e+30, 1e+30, 1e+30]
mooring.anchor_max_lateral_load | output | N | [1e+30, 1e+30, 1e+30]
mooring.node_names | output | n/a | ['line1_anchor', 'line2_anchor', 'line3_anchor', 'line1_vessel', 'line2_vessel', 'line3_vessel']
mooring.n_lines | output | n/a | 3
mooring.line_id | output | n/a | ['main', 'main', 'main']
mooring.mooring_nodes | output | m | [[853.87, 0.0, -320.0], [-426.93499999999983, 739.4731115294187, -320.0], [-426.9350000000004, -739.4731115294184, -320.0], [5.2, 0.0, -70.0], [-2.5999999999999988, 4.503332099679081, -70.0], [-2.6000000000000023, -4.5033320996790795, -70.0]]
mooring.fairlead_nodes | output | m | [[-2.6000000000000023, -4.5033320996790795, -70.0], [5.2, 0.0, -70.0], [-2.5999999999999988, 4.503332099679081, -70.0]]
mooring.fairlead | output | m | [70.0, 70.0, 70.0]
mooring.fairlead_radius | output | m | [5.2, 5.2, 5.2]
mooring.anchor_nodes | output | m | [[-426.9350000000004, -739.4731115294184, -320.0], [853.87, 0.0, -320.0], [-426.93499999999983, 739.4731115294187, -320.0]]
mooring.anchor_radius | output | m | [853.87, 853.8699999999999, 853.87]
mooring.unstretched_length | output | m | [902.2, 902.2, 902.2]
mooring.line_diameter | output | m | [0.09, 0.09, 0.09]
mooring.line_mass_density | output | kg/m | [161.18999999999997, 161.18999999999997, 161.18999999999997]
mooring.line_stiffness | output | N | [691740000.0, 691740000.0, 691740000.0]
mooring.line_breaking_load | output | N | [9911347.2, 9911347.2, 9911347.2]
mooring.line_cost_rate | output | USD/m | [416.6761499999999, 416.6761499999999, 416.6761499999999]
mooring.line_transverse_added_mass | output | kg/m | [1.0, 1.0, 1.0]
mooring.line_tangential_added_mass | output | kg/m | [0.0, 0.0, 0.0]
mooring.line_transverse_drag | output |  | [1.6, 1.6, 1.6]
mooring.line_tangential_drag | output |  | [0.1, 0.1, 0.1]
nacelle.uptilt | output | rad | 0.08726 | Nacelle uptilt angle. A standard machine has positive values.
nacelle.distance_tt_hub | output | m | 2.3 | Vertical distance from tower top plane to hub flange
nacelle.overhang | output | m | 5 | Horizontal distance from tower top edge to hub flange
nacelle.gearbox_efficiency | output |  | 0.975 | Efficiency of the gearbox. Set to 1.0 for direct-drive
nacelle.gearbox_mass_user | output | kg | 0 | User override of gearbox mass.
nacelle.gearbox_torque_density | output | N*m/kg | 200 | Torque density of the gearbox.
nacelle.gearbox_radius_user | output | m | 0 | User override of gearbox radius (only used if gearbox_mass_user is > 0).
nacelle.gearbox_length_user | output | m | 0 | User override of gearbox length (only used if gearbox_mass_user is > 0).
nacelle.gear_ratio | output |  | 96 | Total gear ratio of drivetrain (use 1.0 for direct)
nacelle.distance_hub_mb | output | m | 1.912 | Distance from hub flange to first main bearing along shaft
nacelle.distance_mb_mb | output | m | 0.368 | Distance from first to second main bearing along shaft
nacelle.L_generator | output | m | 2 | Generator length along shaft
nacelle.lss_diameter | output | m | [0.577, 0.577] | Diameter of low speed shaft
nacelle.lss_wall_thickness | output | m | [0.288, 0.288] | Thickness of low speed shaft
nacelle.damping_ratio | output |  | 0.01 | Damping ratio for the drivetrain system
nacelle.brake_mass_user | output | kg | 0 | Override regular regression-based calculation of brake mass with this value
nacelle.hvac_mass_coeff | output | kg/kW/m | 0.025 | Regression-based scaling coefficient on machine rating to get HVAC system mass
nacelle.converter_mass_user | output | kg | 0 | Override regular regression-based calculation of converter mass with this value
nacelle.transformer_mass_user | output | kg | 0 | Override regular regression-based calculation of transformer mass with this value
nacelle.mb1_mass_user | output | kg | 0 | Override regular regression-based calculation of first main bearing mass with this value
nacelle.mb2_mass_user | output | kg | 0 | Override regular regression-based calculation of second main bearing mass with this value
nacelle.bedplate_mass_user | output | kg | 0 | Override bottom-up calculation of bedplate mass with this value
nacelle.hss_length | output | m | 1.5 | Length of high speed shaft
nacelle.hss_diameter | output | m | [0.288, 0.288] | Diameter of high speed shaft
nacelle.hss_wall_thickness | output | m | [0.144, 0.144] | Wall thickness of high speed shaft
nacelle.bedplate_flange_width | output | m | 1 | Bedplate I-beam flange width
nacelle.bedplate_flange_thickness | output | m | 0.05 | Bedplate I-beam flange thickness
nacelle.bedplate_web_thickness | output | m | 0.05 | Bedplate I-beam web thickness
nacelle.mb1Type | output | n/a | CARB | Type of main bearing: CARB / CRB / SRB / TRB
nacelle.mb2Type | output | n/a | SRB | Type of main bearing: CARB / CRB / SRB / TRB
nacelle.uptower | output | n/a | TRUE | If power electronics are located uptower (True) or at tower base (False)
nacelle.lss_material | output | n/a | steel_drive | Material name identifier for the low speed shaft
nacelle.hss_material | output | n/a | steel_drive | Material name identifier for the high speed shaft
nacelle.bedplate_material | output | n/a | steel | Material name identifier for the bedplate
nacelle.gear_configuration | output | n/a | eep | 3-letter string of Es or Ps to denote epicyclic or parallel gear configuration
nacelle.planet_numbers | output | n/a | [3, 3, 0] | Number of planets for epicyclic stages (use 0 for parallel)
tower.ref_axis | output | m | [[0.0, 0.0, 10.0], [0.0, 0.0, 17.76], [0.0, 0.0, 25.52], [0.0, 0.0, 33.28], [0.0, 0.0, 41.04], [0.0, 0.0, 48.8], [0.0, 0.0, 56.56], [0.0, 0.0, 64.32], [0.0, 0.0, 72.08], [0.0, 0.0, 79.84], [0.0, 0.0, 87.6]] | 2D array of the coordinates (x,y,z) of the tower reference axis. The coordinate system is the global coordinate system of OpenFAST: it is placed at tower base with x pointing downwind, y pointing on the side and z pointing vertically upwards. A standard tower configuration will have zero x and y values and positive z values.
tower.diameter | output | m | [6.5, 6.24, 5.97, 5.71, 5.45, 5.18, 4.92, 4.66, 4.4, 4.13, 3.8699999999999997] | 1D array of the outer diameter values defined along the tower axis.
tower.cd | output |  | [1.0, 1.0, 1.0, 1.0, 1.0, 1.0, 1.0, 1.0, 1.0, 1.0, 1.0] | 1D array of the drag coefficients defined along the tower height.
tower.layer_thickness | output | m | [[0.027, 0.0262, 0.0254, 0.0246, 0.0238, 0.023, 0.0222, 0.0214, 0.0206, 0.0198, 0.019000000000000003]] | 2D array of the thickness of the layers of the tower structure. The first dimension represents each layer, the second dimension represents each piecewise-constant entry of the tower sections.
tower.outfitting_factor | output |  | 1.083 | Multiplier that accounts for secondary structure mass inside of tower
tower.tower_mass_user | output | kg | 0 | Override bottom-up calculation of total tower mass with this value
tower.layer_name | output | n/a | tower_wall | 1D array of the names of the layers modeled in the tower structure.
tower.layer_mat | output | n/a | steel | 1D array of the names of the materials of each layer modeled in the tower structure.
tower_grid.s | output |  | [0.0, 0.10000000000000003, 0.19999999999999998, 0.30000000000000004, 0.39999999999999997, 0.5, 0.6000000000000001, 0.7, 0.7999999999999999, 0.9, 1.0] | 1D array of the non-dimensional grid defined along the tower axis (0-tower base, 1-tower top)
tower_grid.height | output | m | 77.7 | Scalar of the tower height computed along the z axis.
tower_grid.length | output | m | 77.7 | Scalar of the tower length computed along its curved axis. A standard straight tower will be as high as long.
tower_grid.foundation_height | output | m | 10 | Foundation height in respect to the ground level.
drivese.bear1.mb_max_defl_ang | output | rad | 0.0087266
drivese.bear1.mb_mass | output | kg | 1480.5536
drivese.bear1.mb_I | output | kg*m**2 | [134.02030141105146, 70.60698288392041, 70.60698288392041]
drivese.bear2.mb_max_defl_ang | output | rad | 0.078
drivese.bear2.mb_mass | output | kg | 1349.6241
drivese.bear2.mb_I | output | kg*m**2 | [118.75932276225049, 61.522018282783314, 61.522018282783314]
drivese.mb1_deflection | output | m | 0.00017176
drivese.mb2_deflection | output | m | 0.0001185
drivese.stator_deflection | output | m | 0.00031234
drivese.mb1_angle | output | rad | -6.5772e-05
drivese.mb2_angle | output | rad | -6.2712e-05
drivese.stator_angle | output | rad | 5.8207e-05
drivese.base_F | output | N | [[1147437.369965937], [7195.2250602684], [-1643895.380537944]]
drivese.base_M | output | N*m | [[7943365.681740998], [-1349221.2911817606], [747893.3122147179]]
drivese.bedplate_axial_stress | output | Pa | [[78114.995213297], [1270235.8465555576], [361000.9755931545], [1878654.0101549027], [3837049.233678033], [9263682.139213433], [8915415.35143463], [4655727.0380625175], [3739455.707255824], [71393.16625037338], [1.277045382750548], [78115.48392586113], [460014.12971479865], [968734.0705206303], [2486388.5112922625], [4602731.138994256], [16310453.111956414], [15468597.821444204], [4644143.563543244], [3735595.4882895756], [71394.58083049404], [1.3425242649689024]]
drivese.bedplate_shear_stress | output | Pa | [[353175.93429695844], [2408533.67522989], [2672144.3060969994], [2937023.4379802975], [3271736.8205386773], [13064361.672567861], [13027608.257778184], [11352248.899576975], [11287257.066872014], [337634.4939872297], [2.5899926438664065], [353178.1521464487], [6071731.348456367], [6335746.375600438], [6600633.098975747], [6935038.176599531], [10302379.5883259], [10265234.289592788], [11352257.238680508], [11287255.64300277], [337630.16033606237], [4.086349944801348]]
drivese.bedplate_bending_stress | output | Pa | [[0.0], [0.0], [0.0], [0.0], [0.0], [0.0], [0.0], [0.0], [0.0], [0.0], [0.0], [0.0], [0.0], [0.0], [0.0], [0.0], [0.0], [0.0], [0.0], [0.0], [0.0], [0.0]]
drivese.constr_bedplate_vonmises | output |  | [[0.0031370550823064543], [0.02218321508310088], [0.023615418231999512], [0.02758597045806005], [0.03481341948748052], [0.12438086636840828], [0.12341929019375286], [0.10278880870282327], [0.1012534442893977], [0.0029969390596512645], [2.3726729274839448e-08], [0.0031370747809869736], [0.05354837346996741], [0.05604050728211941], [0.059516782551445206], [0.06543601879482758], [0.12297899734073137], [0.11988421095154027], [0.10277531943147206], [0.10124974465155878], [0.002996902029858347], [3.6646266376056134e-08]]
drivese.constr_mb1_defl | output |  | -0.0075369
drivese.constr_mb2_defl | output |  | -0.000804
drivese.constr_stator_deflection | output |  | 5.4815
drivese.constr_stator_angle | output |  | 0.10215
drivese.drivetrain_spring_constant | output | N*m/rad | 365374245.9461
drivese.drivetrain_damping_coefficient | output | N*m*s/rad | 2281480.8229
drivese.stage_ratios | output |  | [0.0, 0.0, 0.0]
drivese.D_gearbox | output | m | 1.512
drivese.generator.con_uas | output | m | 0
drivese.generator.con_zas | output | m | 0
drivese.generator.con_yas | output | m | 0
drivese.generator.con_bst | output | m | 0
drivese.generator.con_uar | output | m | 0
drivese.generator.con_yar | output | m | 0
drivese.generator.con_zar | output | m | 0
drivese.generator.con_br | output | m | 0
drivese.generator.TCr | output | m**3 | -0.065574
drivese.generator.TCs | output | m**3 | -0.2479
drivese.generator.con_TC2r | output | m**3 | -0.2479
drivese.generator.con_TC2s | output | m**3 | -0.2479
drivese.generator.con_Bsmax | output | T | 1.1073
drivese.generator.K_rad_L | output |  | 0.40164
drivese.generator.K_rad_U | output |  | 0.40164
drivese.generator.D_ratio_L | output |  | 1.4233
drivese.generator.D_ratio_U | output |  | 1.4233
drivese.generator.converter_efficiency | output |  | [0.9844990810174502, 0.9845825844736126, 0.9846583039198306, 0.9847270708282102, 0.9847896023208569, 0.9848465201742604, 0.984898366155488, 0.9849456144904738, 0.9849886820711834, 0.985027936866012, 0.9850637048919018, 0.9850962760271815, 0.985125908883948, 0.9851528349128449, 0.9851772618777118, 0.9851993768101459, 0.9852193485325822, 0.9852373298216638, 0.9852534592703457, 0.9852678628965618]
drivese.generator.transformer_efficiency | output |  | [0.9942123565676181, 0.9940019357244217, 0.9937832905505418, 0.9935564210459784, 0.9933213272107315, 0.9930780090448009, 0.9928264665481868, 0.9925666997208892, 0.992298708562908, 0.9920224930742432, 0.991738053254895, 0.991445389104863, 0.9911445006241476, 0.9908353878127486, 0.9905180506706661, 0.9901924891978999, 0.9898587033944504, 0.9895166932603171, 0.9891664587955004, 0.988808]
drivese.generator_efficiency | output |  | [0.8955462720171254, 0.9009190511101526, 0.905668314610382, 0.9098795476456643, 0.9136238515744923, 0.9169607557259926, 0.9199404079144367, 0.9226052958182501, 0.9249916106638321, 0.9271303357290562, 0.9290481213646267, 0.930767993091151, 0.9323099282083928, 0.9336913281074408, 0.9349274073091993, 0.9360315156014756, 0.9370154061118572, 0.9378894594467998, 0.9386628719403045, 0.939343814435605]
drivese.generator_cost | output | USD | 59315.105
drivese.generator.B_rymax | output | T | 1.3
drivese.generator.B_trmax | output | T | 2.047
drivese.generator.B_tsmax | output | T | 2.0133
drivese.generator.B_g1 | output | T | 1.0208
drivese.generator.B_pm1 | output |  | 0
drivese.generator.N_s | output |  | 30
drivese.generator.b_s | output | m | 0.019164
drivese.generator.b_t | output | m | 0.023422
drivese.generator.A_Curcalc | output | mm**2 | 5.3224
drivese.generator.A_Cuscalc | output | mm**2 | 287.4557
drivese.generator.b_m | output |  | 0
drivese.generator.f | output |  | [33.11971075597821, 34.44000157570306, 35.7602923954279, 37.08058321515275, 38.40087403487759, 39.72116485460244, 41.04145567432729, 42.361746494052134, 43.68203731377698, 45.002328133501834, 46.32261895322667, 47.64290977295152, 48.96320059267637, 50.28349141240121, 51.60378223212606, 52.924073051850904, 54.24436387157575, 55.564654691300596, 56.88494551102544, 58.20523633075029]
drivese.generator.I_s | output | A | [1703.602778864356, 1638.8683128878358, 1578.9811465072269, 1523.4285021484109, 1471.768290101335, 1423.6173579085555, 1378.642007564758, 1336.5502857461236, 1297.085671927066, 1260.021877290744, 1225.1585328025808, 1192.3175939519188, 1161.3403268784778, 1132.0847690183919, 1104.423579279147, 1078.242209716127, 1053.43734393102, 1029.9155578270468, 1007.5921665952742, 986.3902283636494]
drivese.generator.R_s | output | ohm | [0.0037830355111420555, 0.0037830355111420555, 0.0037830355111420555, 0.0037830355111420555, 0.0037830355111420555, 0.0037830355111420555, 0.0037830355111420555, 0.0037830355111420555, 0.0037830355111420555, 0.0037830355111420555, 0.0037830355111420555, 0.0037830355111420555, 0.0037830355111420555, 0.0037830355111420555, 0.0037830355111420555, 0.0037830355111420555, 0.0037830355111420555, 0.0037830355111420555, 0.0037830355111420555, 0.0037830355111420555]
drivese.generator.L_s | output |  | 0.00018555
drivese.generator.J_s | output | A/m**2 | [5.926487504291831, 5.701289466071563, 5.492954197060837, 5.299697848393479, 5.119982479902384, 4.952475182132689, 4.796015087607986, 4.649586550106682, 4.512297186904153, 4.3833597852404695, 4.262077302005348, 4.147830356565753, 4.040066746112945, 3.938292611766636, 3.842064959770928, 3.7509853011289542, 3.6646942191086085, 3.5828667102824316, 3.505208173427549, 3.4314509434233496]
drivese.generator.A_1 | output |  | [80007.58130793973, 76967.4077919661, 74154.8816603213, 71545.92095331197, 69119.76347868217, 66858.41495879131, 64746.20368270782, 62769.41842644022, 60916.012023206065, 59175.35710074635, 57538.04357707222, 55995.709813637666, 54540.901072524764, 53166.950258849596, 51867.87695690754, 50638.30156524089, 49473.37195796622, 48368.70058881283, 47320.310341271914, 46324.587736215224]
drivese.generator.Losses | output | W | [354408.380270268, 331050.4220943307, 310278.9206843794, 291733.2019475788, 275113.4605591901, 260168.83372321873, 246688.11506761963, 234492.46120201467, 223429.61678519438, 213369.30720931914, 204199.5366652009, 195823.59380132737, 188157.61450662886, 181128.58641247638, 174672.70592450275, 168734.01835620464, 163263.28674957532, 158217.04645870047, 153556.8114286298, 149248.40497335637]
drivese.generator.S | output |  | 90
drivese.generator.Slot_aspect_ratio | output |  | 0
drivese.generator.Slot_aspect_ratio1 | output |  | 4.1746
drivese.generator.Slot_aspect_ratio2 | output |  | 0.41893
drivese.generator.J_r | output |  | [319.41763749401576, 307.17245296594456, 295.831467125036, 285.2980953071054, 275.48903586286366, 266.33206258889277, 257.7642432594614, 249.73049129702585, 242.18238009753176, 235.07716606964135, 228.3769787464231, 222.04814555986187, 216.0606258599453, 210.38753409932556, 205.00473621434884, 199.89050642030517, 195.02523412765376, 190.39117264263308, 185.97222286359184, 181.7537464162949]
drivese.generator.L_sm | output |  | 0.019568
drivese.generator.Q_r | output |  | 72
drivese.generator.R_R | output |  | 0.031688
drivese.generator.b_r | output |  | 0.02387
drivese.generator.b_tr | output |  | 0.029175
drivese.generator.b_trmin | output |  | 0.028695
drivese.generator.N_r | output |  | 148
drivese.generator.L_r | output |  | 0.00016404
drivese.generator.h_yr | output |  | 0.1732
drivese.generator.h_ys | output |  | 0.1732
drivese.generator.tau_p | output |  | 0.63879
drivese.generator.Current_ratio | output |  | [0.09803535674320325, 0.10194345794825796, 0.10585155915331265, 0.10975966035836736, 0.11366776156342204, 0.11757586276847673, 0.12148396397353146, 0.12539206517858617, 0.12930016638364086, 0.13320826758869558, 0.13711636879375022, 0.14102446999880494, 0.14493257120385966, 0.14884067240891433, 0.15274877361396905, 0.15665687481902374, 0.16056497602407843, 0.16447307722913315, 0.16838117843418787, 0.17228927963924257]
drivese.generator.E_p | output |  | [816.9613061933605, 849.5288162354831, 882.0963262776055, 914.663836319728, 947.2313463618505, 979.7988564039729, 1012.3663664460956, 1044.9338764882182, 1077.5013865303406, 1110.0688965724632, 1142.6364066145854, 1175.2039166567079, 1207.7714266988307, 1240.338936740953, 1272.9064467830756, 1305.473956825198, 1338.0414668673204, 1370.608976909443, 1403.1764869515657, 1435.7439969936881]
drivese.hss_axial_stress | output | Pa | [[672983.2822765195], [0.0171200361203227]]
drivese.hss_shear_stress | output | Pa | [[29425751.719256606], [27527867.67016043]]
drivese.hss_bending_stress | output | Pa | [[0.0], [0.0]]
drivese.constr_hss_vonmises | output |  | [[0.1844426838405926], [0.172531572840118]]
drivese.hub_system_cost | output | USD | 1531.0822
drivese.constr_hub_diameter | output | m | -1.9079
drivese.spinner.spinner_diameter | output | m | 4.5
drivese.L_lss | output | m | 2.38
drivese.constr_length | output | m | 2.2997
drivese.torq_deflection | output | m | 8.1832e-05
drivese.torq_angle | output | rad | 5.2103e-07
drivese.lss_axial_stress | output | Pa | [[657410.9659089138], [74482934.84291685], [75795795.08112925], [65367469.618865795]]
drivese.lss_shear_stress | output | Pa | [[329631052.7911645], [330475021.7100519], [330506756.5362252], [333657899.9483757]]
drivese.constr_lss_vonmises | output |  | [[2.065971922646484], [2.0887221028965395], [2.089537598590526], [2.10454364500993]]
drivese.lss_axial_load2stress | output | m**2 | [3.824369066990949, 0.0, 0.0, 0.0, 53.024021906197184, 53.024021906197184]
drivese.lss_shear_load2stress | output | m**2 | [0.0, 4.299870732647848, 4.299870732647848, 26.512010953098592, 0.0, 0.0]
drivese.constr_shaft_deflection | output |  | 1.4361
drivese.constr_shaft_angle | output |  | 0.00091441
drivese.hub_E | output | Pa | 118000000000
drivese.hub_G | output | Pa | 47600000000
drivese.hub_rho | output | kg/m**3 | 7200
drivese.hub_Xy | output | Pa | 265000000
drivese.hub_wohler_exp | output |  | 3
drivese.hub_wohler_A | output |  | 310000000
drivese.hub_mat_cost | output | USD/kg | 0.5
drivese.spinner_rho | output | kg/m**3 | 1780
drivese.spinner_Xt | output | Pa | 54470000
drivese.spinner_mat_cost | output | USD/kg | 3
drivese.lss_Xt | output | Pa | 814000000
drivese.lss_wohler_exp | output |  | 3
drivese.lss_wohler_A | output |  | 35534648443.7198
drivese.lss_cost | output | USD/kg | 0.9
drivese.hss_Xt | output | Pa | 814000000
drivese.hss_wohler_exp | output |  | 3
drivese.hss_wohler_A | output |  | 35534648443.7198
drivese.hss_cost | output | USD/kg | 0.9
drivese.bedplate_mat_cost | output | USD/kg | 0.7
drivese.cover_length | output | m | 10.1582
drivese.cover_height | output | m | 2.5964
drivese.cover_width | output | m | 1.91
drivese.mean_bearing_mass | output | kg | 1415.0888
drivese.total_bedplate_mass | output | kg | 24073.6322
drivese.above_yaw_mass | output | kg | 115864.3342
drivese.above_yaw_cm | output | m | [0.3026611870414335, -0.18117147212728027, 0.9949379728759772]
drivese.nacelle_I | output | kg*m**2 | [296071.09451880254, 567146.7839974755, 758734.0894649788, -6049.424996728965, -4981.897205751116, -49.48200788919189]
drivese.above_yaw_I | output | kg*m**2 | [290404.2221758936, 561154.2104312752, 758044.6455145122, -6353.255407477087, -3313.354087906168, -1048.2635692871795]
drivese.above_yaw_I_TT | output | kg*m**2 | [408901.5354218527, 686462.1094016931, 772461.285032817, -9.094947017729282e-13, -38203.477693226145, 19836.789839999987]
drivese.rotor_mass | output | kg | 60751.6403
drivese.rna_mass | output | kg | 182760.1781
drivese.rna_cm | output | m | [-3.1071002701523946, -0.11485714346630181, 1.4153620689219375]
drivese.rna_I_TT | output | kg*m**2 | [36227129.38459634, 24828007.67003149, 24710987.12752944, -16.111911623105698, -159979.4595859406, 19783.82516076196]
drivese.lss_rpm | output | rpm | [6.899939740828794, 7.17500032827147, 7.450060915714147, 7.7251215031568226, 8.000182090599498, 8.275242678042176, 8.550303265484851, 8.825363852927529, 9.100424440370205, 9.375485027812882, 9.650545615255558, 9.925606202698233, 10.200666790140911, 10.475727377583587, 10.750787965026262, 11.02584855246894, 11.300909139911615, 11.575969727354291, 11.851030314796969, 12.126090902239644]
drivese.hss_rpm | output | rpm | [662.3942151195643, 688.8000315140612, 715.2058479085581, 741.611664303055, 768.0174806975518, 794.4232970920489, 820.8291134865458, 847.2349298810427, 873.6407462755396, 900.0465626700367, 926.4523790645335, 952.8581954590304, 979.2640118535274, 1005.6698282480243, 1032.0756446425212, 1058.481461037018, 1084.887277431515, 1111.293093826012, 1137.6989102205089, 1164.1047266150058]
rotorse.rp.AEP | output | kW*h | 23902757.0625 | annual energy production
rotorse.rp.cdf.F | output | m/s | [0.06824542890062357, 0.07317591699895976, 0.0782572892593486, 0.0834867729272738, 0.08886152565772643, 0.09437863808619773, 0.10003513644897788, 0.10582798524946013, 0.111754089967113, 0.11781029980574287, 0.1239934104776389, 0.13030016702016722, 0.13672726664136148, 0.14327136159103837, 0.1499290620539624, 0.15669693906157633, 0.16357152741881542, 0.17054932864253203, 0.17762681390806612, 0.18480042700051713, 0.1920665872672923, 0.19942169256853526, 0.20686212222207034, 0.21438423993953504, 0.22198439675041493, 0.22965893391074088, 0.23740418579326206, 0.2452164827559593, 0.25309215398582674, 0.2610275303149113, 0.26901894700566786, 0.2770627465027594, 0.2851552811485054, 0.2932929158592633, 0.30147203076010554, 0.3096890237752422, 0.31794031317172833, 0.32622234005408157, 0.33453157080753404, 0.3428644994877329, 0.35121765015480666, 0.359587579149811, 0.3679708773116699, 0.3763641721328316, 0.38476412985196506, 0.39316745748212356, 0.40157090477291557, 0.4099712661053254, 0.41836538231793574, 0.42675014246341525, 0.4351224854942394, 0.44347940187672463, 0.4518179351325651, 0.46013518330716474, 0.4684283003641737, 0.4766944975057369, 0.48493104441807544, 0.4931352704421229, 0.5013045656690445, 0.5094363819605701, 0.5175282338941716, 0.5255776996332195, 0.5335824217223419, 0.5415401078083175, 0.549448531286918, 0.557305531876211, 0.565109016116925, 0.5728569578005609, 0.5805473983260228, 0.5881784469856199, 0.5957482811813741, 0.6032551465726356, 0.6106973571560927, 0.6180732952793255, 0.6253814115891211, 0.6326202249158333, 0.6397883220951315, 0.6468843577285381, 0.6539070538842126, 0.6608551997394858, 0.6677276511667043, 0.6745233302639786, 0.6812412248324818, 0.687880387801973, 0.6944399366062621, 0.7009190525103597, 0.7073169798910838, 0.7136330254729251, 0.7198665575209853, 0.7260170049928295, 0.7320838566511036, 0.7380666601387833, 0.7439650210189257, 0.7497786017808057, 0.7555071208143176, 0.7611503513545257, 0.7667081203982418, 0.7721803075945045, 0.7775668441108253, 0.7828677114770557, 0.7880829404087153, 0.7932126096116073, 0.7982568445695253, 0.8032158163168381, 0.8080897401977154, 0.8128788746137294, 0.8175835197615456, 0.8222040163623808, 0.8267407443848819, 0.8311941217630395, 0.8355646031107233, 0.8398526784343843, 0.8440588718454349, 0.8481837402737814, 0.8522278721839357, 0.8561918862951032, 0.8600764303065928, 0.8638821796298557, 0.8676098361284179, 0.8712601268669216, 0.874833802870451, 0.8783316378952705, 0.8817544272120527, 0.8851029864026376, 0.8883781501713058, 0.8915807711715089, 0.8947117188489526, 0.8977718783018782, 0.9007621491593426, 0.9036834444782513, 0.9065366896598506, 0.9093228213863385, 0.9120427865782108, 0.9146975413729075, 0.917288050125288, 0.9198152844304095, 0.9222802221690469, 0.9246838465763445, 0.9270271453339509, 0.9293111096859409, 0.9315367335787955, 0.9337050128256638, 0.935816944295095, 0.9378735251243889, 0.9398757519576787, 0.9418246202088197, 0.9437211233491252, 0.9455662522199553, 0.9473609943701341, 0.9491063334181327, 0.9508032484389316, 0.9524527133754431, 0.9540556964743434, 0.955613159746143, 0.9571260584492911, 0.95859534059809, 0.9600219464941686, 0.9614068082812414, 0.9627508495228616, 0.9640549848028517, 0.9653201193480782, 0.9665471486732214, 0.9677369582471703, 0.9688904231806579, 0.9700084079347429, 0.9710917660497208, 0.9721413398940456, 0.9731579604328232, 0.9741424470154336, 0.9750956071818272, 0.976018236487031, 0.9769111183433988, 0.9777750238801264, 0.9786107118195515, 0.9794189283697563, 0.9802004071329793, 0.9809558690293495, 0.9816860222354487, 0.9823915621372072, 0.9830731712966422, 0.9837315194319419, 0.9843672634104078, 0.984981047253762, 0.9855735021553346, 0.9861452465086472, 0.9866968859469133, 0.987229013392978, 0.9877422091192308, 0.988237040817024, 0.9887140636751386, 0.9891738204668462, 0.9896168416451226, 0.9900436454455723, 0.9904547379966367, 0.990850613436662, 0.9912317540374134, 0.9915986303336295, 0.9919517012582219, 0.9922914142827302, 0.9926182055626563] | magnitude of wind speed at each z location
rotorse.rp.gust.V_gust | output | m/s | 21.0616 | gust wind speed
rotorse.rp.powercurve.pitch | output | deg | [1.561659743165843, 1.813860816708062, 1.0733502374125243, 0.0003986921919896124, 0.0, 0.0, 0.0, 0.0, 0.0, 0.0, 0.0, 0.75407428434301, 2.094897011558451, 5.639171530814522, 9.4849001359295, 12.593588876360831, 15.429726807975916, 18.107527215857004, 20.657061514153533, 23.07932264651252] | rotor pitch schedule
rotorse.rp.powercurve.P_aero | output | W | [54850.67933753334, 261677.21897366334, 529150.0196357426, 809839.205995109, 1030027.3885795468, 1143022.7619251662, 1166610.7667353586, 1340251.1316912463, 1703491.0868246714, 2334489.317251344, 3356985.934422013, 4864744.995669818, 5459348.293303494, 5459348.350907981, 5459348.374859491, 5459352.530828672, 5459348.644363971, 5459436.822412419, 5459365.372931259, 5459348.802227435] | rotor mechanical power
rotorse.rp.powercurve.T | output | N | [59642.65725557442, 110570.27332324394, 169287.1869347213, 221609.3000077658, 248396.1483931797, 266245.49099602713, 269895.925996047, 296053.2256437837, 347380.6199733076, 428588.2589489142, 546024.3660187155, 675867.4163801204, 675868.2788439603, 557537.9933832848, 456376.572375956, 396887.1732950462, 356164.4023883686, 326661.4912382747, 304735.9707301544, 288225.46013521135] | rotor aerodynamic thrust
rotorse.rp.powercurve.Q | output | N*m | [75911.59120008489, 362152.9270561107, 732326.7543674471, 1120791.63805789, 1403548.742434546, 1504405.4687790102, 1525032.0504984134, 1672832.4301079726, 1962855.0420915296, 2421714.329152121, 3085280.5779062193, 3928862.735610144, 4299236.780976502, 4299236.826340036, 4299236.84520185, 4299240.11802758, 4299237.057436628, 4299306.4976497805, 4299250.231183367, 4299237.181754105] | rotor aerodynamic torque
rotorse.rp.powercurve.M | output | N*m | [933559.1647382313, 1613654.9810654065, 2398433.646592866, 3094942.6803238597, 3444738.5969330473, 3692271.9012602335, 3742895.8518388043, 4105643.2626620866, 4817447.602103962, 5943628.866002969, 7572223.726727527, 9356551.801685615, 9287702.944450868, 7454269.4824977415, 5742648.804321382, 4609095.312027795, 3733887.2671029503, 3016309.558576299, 2410805.0698608155, 1892228.4684345704] | blade root moment
rotorse.rp.powercurve.Cp | output |  | [0.2327023683507558, 0.38445072942150676, 0.4062029709324421, 0.41271274312793443, 0.41354564395839255, 0.4156881888980726, 0.41608248621685107, 0.41865227796544935, 0.4225001027526733, 0.42651461379228617, 0.42994891337626295, 0.4251901286778714, 0.4039729991820888, 0.3219553994763188, 0.21841489548591564, 0.15034098003399018, 0.10553327428452385, 0.07576670654690616, 0.055711873305559004, 0.041979757249579655] | rotor electrical power coefficient
rotorse.rp.powercurve.Cp_aero | output |  | [0.26650671573539964, 0.4402993488479111, 0.46521150804099903, 0.47266694573294055, 0.4725074082208668, 0.4725074082208668, 0.47250740822086695, 0.47250740822086684, 0.47250740822086684, 0.4725074082208671, 0.47250740822086695, 0.4646266081264895, 0.4410858674375212, 0.3515333374798038, 0.23848060100981153, 0.1641527570505009, 0.11522858192393501, 0.08272736927415908, 0.060830105015200024, 0.045836423916295235] | rotor aerodynamic power coefficient
rotorse.rp.powercurve.Ct_aero | output |  | [0.8693694715302348, 0.794797401293593, 0.7894085280414731, 0.7864218567514474, 0.7507258905500457, 0.7507258905500458, 0.7507258905500458, 0.7507258905500459, 0.750725890550046, 0.750725890550046, 0.7507258905500458, 0.7175532646082773, 0.641820514925388, 0.4551154494236068, 0.28762600230989455, 0.19500020226181303, 0.13821655765937146, 0.10163941501915108, 0.07724516314666, 0.0604981695291047] | rotor aerodynamic thrust coefficient
rotorse.rp.powercurve.Cq_aero | output |  | [0.017580387135145818, 0.04136023457665763, 0.05425697344820297, 0.06319248202781196, 0.06739644264868304, 0.06739644264868302, 0.06739644264868304, 0.06739644264868302, 0.06739644264868302, 0.06739644264868305, 0.06739644264868304, 0.0662723589150833, 0.0648658082130455, 0.055758543154870534, 0.04304959917089154, 0.0335608257762725, 0.026507812648305533, 0.021253749705437103, 0.017314630793236953, 0.014337526601469905] | rotor aerodynamic torque coefficient
rotorse.rp.powercurve.Cm_aero | output |  | [0.2162032341859687, 0.1842899602805546, 0.17769629459034045, 0.17449907999168343, 0.16541151744057073, 0.16541151744057067, 0.1654115174405707, 0.1654115174405707, 0.16541151744057073, 0.16541151744057075, 0.1654115174405707, 0.15782703569372247, 0.1401305367967312, 0.0966774391402208, 0.05750293321968125, 0.035979624423528624, 0.023022034561935183, 0.01491121612919264, 0.009709181241961419, 0.006310392950027991] | rotor aerodynamic moment coefficient
rotorse.rp.powercurve.ax_induct_rotor | output |  | [0.40425130762746625, 0.3284926581406478, 0.3158251900781703, 0.3119169288728484, 0.29058500217698974, 0.29058500217698974, 0.29058500217698974, 0.29058500217698974, 0.29058500217698985, 0.2905850021769898, 0.29058500217698985, 0.27286392074909155, 0.2360959083095561, 0.1580646338030407, 0.09814224131846498, 0.06691239082154019, 0.04785940037208588, 0.035394596232665596, 0.02688364729975447, 0.020891747131578188] | rotor aerodynamic induction
rotorse.rp.powercurve.V_R25 | output | m/s | 11.4 | region 2.5 transition wind speed
rotorse.rp.powercurve.rated_V | output | m/s | 11.7536 | rated wind speed
rotorse.rp.powercurve.rated_Omega | output | rpm | 12.1261 | rotor rotation speed at rated
rotorse.rp.powercurve.rated_pitch | output | deg | 2.0949 | pitch setting at rated
rotorse.rp.powercurve.rated_T | output | N | 675868.2788 | rotor aerodynamic thrust at rated
rotorse.rp.powercurve.rated_Q | output | N*m | 4299236.781 | rotor aerodynamic torque at rated
rotorse.rp.powercurve.rated_mech | output | W | 5459348.2933 | Mechanical shaft power at rated
rotorse.rp.powercurve.ax_induct_regII | output |  | [0.13766769668252807, 0.07508465716069293, 0.14433975968847143, 0.21201625459979764, 0.25108517998424873, 0.2513970118596242, 0.2617576396158116, 0.2676783012309969, 0.2616948437381913, 0.25278251148929815, 0.2466012936121991, 0.24361386944536553, 0.24974543185792283, 0.25714062114963976, 0.26480145058702936, 0.2723774246291427, 0.27778966713090936, 0.28694770222421434, 0.2890350015412232, 0.2808602581229769, 0.2713710836427267, 0.2739314853762474, 0.27655286865523665, 0.2807226918835261, 0.28730752313855257, 0.29923647129297254, 0.31831590986919783, 0.34967371945945425, 0.3396815027099761, 0.5009942606737628] | rotor axial induction at cut-in wind speed along blade span
rotorse.rp.powercurve.tang_induct_regII | output |  | [-0.1376676966825282, -0.05028777379272314, 0.04285082543586272, 0.08487142947394297, 0.0841055335630977, 0.07756396782886556, 0.07036252417266968, 0.05651652389246284, 0.044453973691536385, 0.03525880097095452, 0.028702415951191735, 0.023981281913563773, 0.02084833893888346, 0.018425626176437716, 0.016442988246683166, 0.014753132840737294, 0.013259831930197247, 0.01202409223087342, 0.010759576100735219, 0.009552498389210778, 0.008551718149048334, 0.00784017741791877, 0.007224268012931155, 0.006705974292554341, 0.00627577452590976, 0.0059448719611442675, 0.005697121897535851, 0.005521005561627561, 0.005103719445270655, 0.005784718463769097] | rotor tangential induction at cut-in wind speed along blade span
rotorse.rp.powercurve.aoa_regII | output | deg | [63.46808099253453, 54.28424505884041, 38.946436344557696, 26.623237556299863, 18.840230397515278, 14.306584751354526, 11.528346281870501, 9.89457401398267, 8.72219824704303, 7.871342717927426, 7.144045227700526, 6.556448436476742, 5.9872457379416035, 5.562631436368623, 5.276693099830084, 5.0799497177415995, 4.984913627678186, 4.914711015067303, 5.004807655773626, 5.244585980509439, 5.498190037038829, 5.547433492178796, 5.575732088303659, 5.626181860901045, 5.6787020874009455, 5.710498307510851, 5.695252934371671, 5.573093019117092, 5.718400458273203, 4.220236644416903] | angle of attack distribution along blade span at cut-in wind speed
rotorse.rp.powercurve.L_D | output |  | [-1.7607719069567864e-16, 0.12906982098272615, 1.1273043408768402, 2.6358177481081757, 4.731110279137463, 10.817674200834755, 50.888247990852555, 110.81206217136086, 132.00129178987635, 118.6248709454208, 113.00332529851394, 115.32409720721223, 124.66575909887077, 143.8267319085637, 165.25989617983123, 175.45680246302788, 182.30478398014782, 162.39200731238546, 133.97989891653785, 132.45254992564682, 151.999360821796, 150.67387889783353, 152.30545487054806, 155.27903209529686, 158.46037803585017, 160.42732761000474, 159.4804649367294, 152.15218056530458, 160.9208075295856, 104.40380790330283] | Lift over drag distribution along blade span at cut-in wind speed
rotorse.rp.powercurve.Cp_regII | output |  | 0.47251 | power coefficient at cut-in wind speed
rotorse.rp.powercurve.Ct_regII | output |  | 0.75073 | thrust coefficient at cut-in wind speed
rotorse.rp.powercurve.cl_regII | output |  | [-8.803859534783936e-17, 0.07285474950835544, 0.9949358408686968, 1.7569236524902772, 1.887086507636142, 1.7195646359267993, 1.61766549676134, 1.5047129527109597, 1.396990237117885, 1.2969474536351746, 1.2138932714979735, 1.153335713874043, 1.131577216324688, 1.1197483856396753, 1.1142171777870404, 1.1109406784252238, 1.1045387802808682, 1.11063359817402, 1.1034993498405476, 1.0759422120701154, 1.0471045596011137, 1.0490728676153391, 1.0514132543297612, 1.0555712484293758, 1.059880307308679, 1.0624793338047485, 1.0612340903755655, 1.051195239441336, 1.0631241186358529, 0.9328785745984445] | lift coefficient distribution along blade span at cut-in wind speed
rotorse.rp.powercurve.cd_regII | output |  | [0.5000000000000002, 0.5644599872661622, 0.8825796236132787, 0.6665573345316786, 0.39886757997536687, 0.15895881166342646, 0.03178858696515007, 0.013578963546261388, 0.010583155802305757, 0.010933183263330159, 0.01074210221948165, 0.010000821526499795, 0.009076888670186085, 0.00778539824120834, 0.006742211531916856, 0.006331704800441239, 0.006058748191715844, 0.006839213435163402, 0.008236305287317522, 0.008123227621318754, 0.006888874755392812, 0.00696253972678753, 0.006903319747959187, 0.006797899459996359, 0.006688614027343108, 0.006622807657730309, 0.00665432026923541, 0.006908841105896324, 0.00660650499433018, 0.008935292623258166] | drag coefficient distribution along blade span at cut-in wind speed
rotorse.rp.powercurve.rated_efficiency | output |  | 0.91586 | Efficiency at rated conditions
rotorse.rp.powercurve.V_spline | output | m/s | [3.0, 3.1105527638190953, 3.221105527638191, 3.3316582914572863, 3.442211055276382, 3.5527638190954773, 3.6633165829145726, 3.7738693467336684, 3.884422110552764, 3.9949748743718594, 4.105527638190955, 4.21608040201005, 4.326633165829145, 4.437185929648241, 4.547738693467337, 4.658291457286432, 4.768844221105528, 4.8793969849246235, 4.989949748743719, 5.100502512562814, 5.211055276381909, 5.321608040201005, 5.432160804020101, 5.542713567839196, 5.653266331658291, 5.763819095477388, 5.874371859296483, 5.984924623115578, 6.0954773869346734, 6.206030150753769, 6.316582914572864, 6.42713567839196, 6.5376884422110555, 6.648241206030151, 6.758793969849247, 6.869346733668342, 6.9798994974874375, 7.090452261306533, 7.201005025125628, 7.311557788944724, 7.42211055276382, 7.532663316582915, 7.64321608040201, 7.7537688442211055, 7.864321608040202, 7.974874371859297, 8.085427135678392, 8.195979899497488, 8.306532663316583, 8.417085427135678, 8.527638190954775, 8.638190954773869, 8.748743718592966, 8.859296482412061, 8.969849246231156, 9.080402010050252, 9.190954773869347, 9.301507537688442, 9.412060301507537, 9.522613065326635, 9.633165829145728, 9.743718592964825, 9.85427135678392, 9.964824120603016, 10.075376884422111, 10.185929648241206, 10.296482412060302, 10.407035175879397, 10.517587939698494, 10.628140703517587, 10.738693467336685, 10.84924623115578, 10.959798994974875, 11.07035175879397, 11.180904522613066, 11.291457286432161, 11.402010050251256, 11.512562814070352, 11.623115577889449, 11.733668341708544, 11.84422110552764, 11.954773869346734, 12.06532663316583, 12.175879396984925, 12.28643216080402, 12.396984924623116, 12.507537688442211, 12.618090452261308, 12.728643216080403, 12.839195979899499, 12.949748743718594, 13.06030150753769, 13.170854271356784, 13.28140703517588, 13.391959798994975, 13.50251256281407, 13.613065326633166, 13.723618090452263, 13.834170854271358, 13.944723618090453, 14.055276381909549, 14.165829145728644, 14.27638190954774, 14.386934673366834, 14.49748743718593, 14.608040201005025, 14.718592964824122, 14.829145728643217, 14.939698492462313, 15.050251256281408, 15.160804020100503, 15.271356783919598, 15.381909547738694, 15.492462311557789, 15.603015075376884, 15.713567839195981, 15.824120603015077, 15.934673366834172, 16.04522613065327, 16.155778894472363, 16.266331658291456, 16.376884422110553, 16.48743718592965, 16.597989949748744, 16.70854271356784, 16.819095477386938, 16.92964824120603, 17.040201005025125, 17.150753768844222, 17.26130653266332, 17.371859296482413, 17.482412060301506, 17.592964824120603, 17.7035175879397, 17.814070351758794, 17.92462311557789, 18.035175879396988, 18.14572864321608, 18.256281407035175, 18.366834170854272, 18.47738693467337, 18.587939698492463, 18.69849246231156, 18.809045226130657, 18.91959798994975, 19.030150753768844, 19.14070351758794, 19.251256281407038, 19.36180904522613, 19.47236180904523, 19.582914572864322, 19.69346733668342, 19.804020100502512, 19.91457286432161, 20.025125628140703, 20.1356783919598, 20.246231155778897, 20.35678391959799, 20.467336683417088, 20.57788944723618, 20.68844221105528, 20.798994974874372, 20.90954773869347, 21.020100502512562, 21.13065326633166, 21.241206030150757, 21.35175879396985, 21.462311557788947, 21.57286432160804, 21.683417085427138, 21.79396984924623, 21.90452261306533, 22.015075376884422, 22.12562814070352, 22.236180904522616, 22.34673366834171, 22.457286432160807, 22.5678391959799, 22.678391959798997, 22.78894472361809, 22.899497487437188, 23.01005025125628, 23.12060301507538, 23.231155778894475, 23.34170854271357, 23.452261306532666, 23.56281407035176, 23.673366834170857, 23.78391959798995, 23.894472361809047, 24.00502512562814, 24.115577889447238, 24.22613065326633, 24.33668341708543, 24.447236180904525, 24.55778894472362, 24.668341708542716, 24.77889447236181, 24.889447236180906, 25.0] | wind vector
rotorse.rp.powercurve.P_spline | output | W | [47893.288363376385, 58999.2117943597, 71179.61417963941, 84371.1083068666, 98510.3069636926, 113533.82293776848, 129378.2690167455, 145980.25798827494, 163276.40264000793, 181203.31575959563, 199697.61013468928, 218695.89855294, 238261.94142957515, 259107.02655497394, 281281.96172192285, 304703.03579017665, 329286.5376194903, 354948.7560696179, 381605.9800003146, 409174.4982713349, 437570.59974243346, 466728.89864731225, 497450.20800993836, 530028.3378702382, 564226.2462095496, 599806.8910092101, 636533.2302505567, 674168.2219149271, 712486.397551808, 752042.6171893245, 793245.8700455807, 836089.8916774871, 880568.4176419531, 927140.6168359456, 977005.3750436341, 1028149.3373471737, 1081116.021131482, 1135388.7769479405, 1191849.6796352782, 1250227.7233820749, 1310063.3077365786, 1371572.8446409055, 1434972.746037171, 1500479.4238674913, 1568152.822083753, 1637623.425039081, 1708922.9534199014, 1782121.4870032736, 1857289.1055662562, 1934495.888885908, 2013811.9167392896, 2095307.268903456, 2179165.014835197, 2265535.081987108, 2354295.2377267955, 2445319.3521476304, 2538481.2953429855, 2633654.9374062326, 2730714.1484307433, 2829532.798509892, 2929984.7577370447, 3031943.8962055813, 3136556.0177525985, 3246075.6668745307, 3359664.8248514812, 3476376.953160063, 3595265.5132768913, 3715383.96667858, 3835785.7748417445, 3955524.3992429934, 4073653.301358949, 4189225.9426662186, 4301295.784641419, 4408916.288761163, 4516396.7559915995, 4639217.25397961, 4764642.989899427, 4876918.0073765265, 4960286.350036389, 4998992.061504485, 4999999.999369583, 4999999.99716009, 4999999.993818791, 4999999.989825874, 4999999.985661523, 4999999.981805924, 4999999.978739263, 4999999.976941724, 4999999.976687512, 4999999.976862796, 4999999.977218279, 4999999.977752602, 4999999.978464399, 4999999.979352311, 4999999.980414972, 4999999.98165102, 4999999.983059093, 4999999.984637827, 4999999.9863858605, 4999999.98830183, 4999999.990384372, 4999999.9926321255, 4999999.995043725, 4999999.99761781, 5000000.01509149, 5000000.0975145595, 5000000.241290278, 5000000.437654589, 5000000.677843438, 5000000.953092771, 5000001.254638528, 5000001.573716656, 5000001.9015631, 5000002.2294138, 5000002.548504705, 5000002.850071756, 5000003.125350899, 5000003.365578078, 5000003.561989235, 5000003.705820317, 5000003.788307266, 5000003.801523089, 5000003.752326924, 5000003.649732985, 5000003.500481763, 5000003.311313754, 5000003.088969452, 5000002.840189353, 5000002.571713948, 5000002.290283734, 5000002.002639205, 5000001.715520854, 5000001.435669176, 5000001.169824667, 5000000.924727818, 5000000.707119127, 5000000.523739085, 5000000.381328188, 5000000.28662693, 5000000.246375806, 5000000.670646312, 5000002.251327678, 5000004.874904197, 5000008.409137012, 5000012.721787274, 5000017.680616127, 5000023.153384718, 5000029.007854193, 5000035.111785701, 5000041.332940387, 5000047.539079396, 5000053.597963877, 5000059.377354975, 5000064.745013839, 5000069.568701613, 5000073.716179444, 5000077.055208481, 5000079.4535498675, 5000080.778964752, 5000080.936040947, 5000080.19992792, 5000078.7191223465, 5000076.572972931, 5000073.840828376, 5000070.602037387, 5000066.935948667, 5000062.921910921, 5000058.639272855, 5000054.16738317, 5000049.585590572, 5000044.9732437655, 5000040.409691452, 5000035.97428234, 5000031.746365131, 5000027.805288529, 5000024.23040124, 5000021.101051966, 5000018.496589413, 5000016.496362285, 5000015.133525761, 5000013.935781098, 5000012.762609017, 5000011.61799425, 5000010.50592152, 5000009.430375559, 5000008.395341094, 5000007.404802851, 5000006.462745562, 5000005.573153951, 5000004.740012748, 5000003.967306681, 5000003.2590204775, 5000002.619138865, 5000002.0516465735, 5000001.560528329, 5000001.14976886, 5000000.823352894, 5000000.585265161, 5000000.439490386, 5000000.3900133] | rotor electrical power
rotorse.rp.powercurve.Omega_spline | output | rpm | [6.899939740828794, 6.899939740828794, 6.899939740828794, 6.899939740828794, 6.899939740828794, 6.899939740828794, 6.899939740828794, 6.899939740828794, 6.899939740828794, 6.899939740828794, 6.899939740828794, 6.899939740828794, 6.899939740828794, 6.899939740828794, 6.899939740828794, 6.899939740828794, 6.899939740828794, 6.899939740828794, 6.899939740828794, 6.899939740828794, 6.899939740828794, 6.899939740828794, 6.899939740828794, 6.899939740828794, 6.899939740828794, 6.899939740828794, 6.899939740828794, 6.899939740828794, 6.90005608152468, 6.9074838138898365, 6.92561479335477, 6.953229353574031, 6.989107828202174, 7.049313690226843, 7.181029839633618, 7.306870432950021, 7.424464543794864, 7.542058654639705, 7.659652765484548, 7.777246876329392, 7.894840987174235, 8.012435098019079, 8.130029208863922, 8.247623319708763, 8.365217430553608, 8.482811541398451, 8.600405652243293, 8.717999763088136, 8.835593873932979, 8.953187984777822, 9.070782095622667, 9.188376206467508, 9.305970317312351, 9.423564428157194, 9.541158539002037, 9.65875264984688, 9.776346760691723, 9.893940871536566, 10.011534982381407, 10.129129093226252, 10.246723204071092, 10.364317314915938, 10.484163553643405, 10.610215309656231, 10.740719810897858, 10.873728112060146, 11.007291267834953, 11.139460332914142, 11.268286361989572, 11.391820409753102, 11.508113530896596, 11.615216780111913, 11.711181212090914, 11.794057881525458, 11.865585216942353, 11.937833276699951, 12.006355993439753, 12.064756590027924, 12.106638289330641, 12.125604314214078, 12.126090902239644, 12.126090902239644, 12.126090902239644, 12.126090902239644, 12.126090902239644, 12.126090902239644, 12.126090902239644, 12.126090902239644, 12.126090902239644, 12.126090902239644, 12.126090902239644, 12.126090902239644, 12.126090902239644, 12.126090902239644, 12.126090902239644, 12.126090902239644, 12.126090902239644, 12.126090902239644, 12.126090902239644, 12.126090902239644, 12.126090902239644, 12.126090902239644, 12.126090902239644, 12.126090902239644, 12.126090902239644, 12.126090902239644, 12.126090902239644, 12.126090902239644, 12.126090902239644, 12.126090902239644, 12.126090902239644, 12.126090902239644, 12.126090902239644, 12.126090902239644, 12.126090902239644, 12.126090902239644, 12.126090902239644, 12.126090902239644, 12.126090902239644, 12.126090902239644, 12.126090902239644, 12.126090902239644, 12.126090902239644, 12.126090902239644, 12.126090902239644, 12.126090902239644, 12.126090902239644, 12.126090902239644, 12.126090902239644, 12.126090902239644, 12.126090902239644, 12.126090902239644, 12.126090902239644, 12.126090902239644, 12.126090902239644, 12.126090902239644, 12.126090902239644, 12.126090902239644, 12.126090902239644, 12.126090902239644, 12.126090902239644, 12.126090902239644, 12.126090902239644, 12.126090902239644, 12.126090902239644, 12.126090902239644, 12.126090902239644, 12.126090902239644, 12.126090902239644, 12.126090902239644, 12.126090902239644, 12.126090902239644, 12.126090902239644, 12.126090902239644, 12.126090902239644, 12.126090902239644, 12.126090902239644, 12.126090902239644, 12.126090902239644, 12.126090902239644, 12.126090902239644, 12.126090902239644, 12.126090902239644, 12.126090902239644, 12.126090902239644, 12.126090902239644, 12.126090902239644, 12.126090902239644, 12.126090902239644, 12.126090902239644, 12.126090902239644, 12.126090902239644, 12.126090902239644, 12.126090902239644, 12.126090902239644, 12.126090902239644, 12.126090902239644, 12.126090902239644, 12.126090902239644, 12.126090902239644, 12.126090902239644, 12.126090902239644, 12.126090902239644, 12.126090902239644, 12.126090902239644, 12.126090902239644, 12.126090902239644, 12.126090902239644, 12.126090902239644, 12.126090902239644, 12.126090902239644, 12.126090902239644, 12.126090902239644, 12.126090902239644, 12.126090902239644, 12.126090902239644, 12.126090902239644, 12.126090902239644, 12.126090902239644, 12.126090902239644] | omega
rotorse.rs.aero_gust.loads_r | output | m | [1.5, 3.620689655172414, 5.741379310344827, 7.862068965517241, 9.982758620689655, 12.10344827586207, 14.224137931034482, 16.344827586206897, 18.46551724137931, 20.586206896551726, 22.70689655172414, 24.827586206896548, 26.948275862068964, 29.06896551724138, 31.189655172413794, 33.310344827586206, 35.43103448275861, 37.551724137931025, 39.672413793103445, 41.793103448275865, 43.91379310344828, 46.03448275862069, 48.1551724137931, 50.27586206896552, 52.39655172413793, 54.51724137931034, 56.63793103448276, 58.75862068965517, 60.87931034482758, 63.0]
rotorse.rs.aero_gust.loads_Px | output | N/m | [362.98826189416474, 508.42166132867595, 1315.8314456960914, 2280.044287106731, 2970.506148834055, 3586.7036281064425, 3767.145748852933, 3991.4764302572917, 4371.725145934315, 4758.858756432666, 5196.456680497934, 5582.5899849231155, 5776.776604734014, 5984.592299407652, 6239.886709382589, 6541.476830471409, 6815.560540429723, 7130.654462550555, 7551.892510140661, 8511.185636476162, 9429.41150302898, 9820.4713224741, 10142.737812993075, 10425.099405978526, 10660.781936739317, 10862.556358778944, 10939.64313178964, 10708.711051882918, 8252.602896018201, 7502.234203497359]
rotorse.rs.aero_gust.loads_Py | output | N/m | [46.16917757061944, 52.967946343749524, -321.15656219644103, -856.4800367924181, -1196.2620888166805, -1539.8988785644772, -1562.0819532809999, -1608.6774361875223, -1796.988283296326, -1950.6610433632743, -2113.1396424553914, -2209.0032360776913, -2186.4130988772367, -2185.4786354993003, -2197.7425361516694, -2243.6323843713517, -2290.1717136873754, -2319.6007905056094, -2342.4788870826333, -2467.603194619941, -2580.484075771804, -2589.391325680492, -2586.9391542338417, -2568.554421187271, -2534.8520251034224, -2488.0440431359852, -2409.8681410606846, -2264.651972714137, -1697.8093133341629, -1427.1804017399802]
rotorse.rs.aero_gust.loads_Pz | output | N/m | [0.0, 0.0, 0.0, 0.0, 0.0, 0.0, 0.0, 0.0, 0.0, 0.0, 0.0, 0.0, 0.0, 0.0, 0.0, 0.0, 0.0, 0.0, 0.0, 0.0, 0.0, 0.0, 0.0, 0.0, 0.0, 0.0, 0.0, 0.0, 0.0, 0.0]
rotorse.rs.aero_hub_loads.P | output | W | 15739848.4457 | Rotor aerodynamic power
rotorse.rs.aero_hub_loads.Mb | output | N/m | 15390480.4443 | Aerodynamic blade root flapwise moment
rotorse.rs.aero_hub_loads.Fhub | output | N | [1152667.590144718, 7195.313312351736, 9693.207769893284] | Aerodynamic forces at hub center in the hub c.s.
rotorse.rs.aero_hub_loads.Mhub | output | N*m | [12395130.65096458, 895175.7945311329, 1123835.1993675996] | Aerodynamic moments at hub center in the hub c.s.
rotorse.rs.aero_hub_loads.CP | output |  | 0.22101 | Rotor aerodynamic power coefficient
rotorse.rs.aero_hub_loads.CMb | output |  | 0.072316 | Aerodynamic blade root flapwise moment coefficient
rotorse.rs.aero_hub_loads.CFhub | output |  | [0.3408872259061468, 0.002127925184627775, 0.0028666466681829526] | Aerodynamic force coefficients at hub center in the hub c.s.
rotorse.rs.aero_hub_loads.CMhub | output |  | [0.058241250621238486, 0.004206180577475139, 0.005280587139131473] | Aerodynamic moment coefficients at hub center in the hub c.s.
rotorse.rs.brs.d_r | output | m | 3.1219 | Root fastener circle diameter
rotorse.rs.brs.ratio | output |  | 0.89987 | Ratio of recommended diameter over actual diameter. It can be constrained to be smaller than 1
rotorse.rs.constr.constr_max_strainU_spar | output |  | [0.25678685878272545, 0.4085066883827915, 0.3262011612158822, 0.30674938373431887, 0.39554559300655295, 0.45104915348572183, 0.46489095212799536, 0.46238043203839824, 0.4601705659509716, 0.4516672054764808, 0.43843744206339436, 0.42675675177369554, 0.4205859444026392, 0.41820359040098376, 0.41413618360017307, 0.40839085049942586, 0.4013341583268321, 0.3927096240950789, 0.3837498458219196, 0.374361738693839, 0.3515942183326971, 0.31138800638673725, 0.27031139058710446, 0.22911968141427272, 0.18748797738800055, 0.1449216485290023, 0.10306450479832739, 0.06376149702315745, 0.03759995750224705, 3.970070287158312e-06] | constraint for maximum strain in spar cap suction side
rotorse.rs.constr.constr_max_strainL_spar | output |  | [0.24548428963718702, 0.38956714376564033, 0.3058766349603926, 0.2778710261719771, 0.36098845789290934, 0.4247244156908193, 0.4314847219046741, 0.4232659718607966, 0.41870408969550044, 0.41075686976223214, 0.39895954010147355, 0.3886053183675609, 0.38594842733702367, 0.38641713652959403, 0.38374021799102326, 0.3786835107931885, 0.37149980629926976, 0.3621600820753439, 0.35233786468297407, 0.34324108367795664, 0.32183958203661983, 0.28426789356722604, 0.24585345457124017, 0.20732776361501037, 0.16842816878196196, 0.12878822506223228, 0.09010534274224163, 0.05438708670359261, 0.03101836659637019, 3.4188541097931585e-06] | constraint for maximum strain in spar cap pressure side
rotorse.rs.constr.constr_max_strainU_te | output |  | [0.02244045415685484, 0.11667218391741492, 0.007630542707163212, 0.1057575829435492, 0.08479084931452434, 0.0033891851860337768, 0.04916365610069712, 0.08531449360109468, 0.1094831854023397, 0.11651464128212477, 0.11471515322780447, 0.11042437254375893, 0.10691458007067804, 0.10932535693817186, 0.11354418027846043, 0.11521247667995466, 0.11647578184964036, 0.11703306268542146, 0.11654771410694384, 0.11526710177625951, 0.11001371626829996, 0.095150499350445, 0.07685861155559848, 0.061840493033292525, 0.049085263316541415, 0.037371734105519694, 0.026206869176741573, 0.015652112452925672, 0.008187087278971043, 8.257134330135342e-07] | constraint for maximum strain in trailing edge suction side
rotorse.rs.constr.constr_max_strainL_te | output |  | [0.02244045415685484, 0.02198516598576431, 0.09140235602260355, 0.18012706536385115, 0.13616302077853545, 0.03526968135834686, 0.08538656394249595, 0.12028371262947819, 0.1446022252289053, 0.1515185159220805, 0.14905899971607497, 0.14401721753878954, 0.14093151476374782, 0.1446430674350033, 0.15126474990922098, 0.15802313102148846, 0.16526449383470357, 0.17099998405095998, 0.17396683063217747, 0.17477295055985037, 0.16838293922621222, 0.14983844423339088, 0.1261523491733147, 0.10272778389655592, 0.07988507637761992, 0.05819141906897523, 0.03823568902766907, 0.021229774013100847, 0.010933357216908813, 8.257134330135342e-07] | constraint for maximum strain in trailing edge pressure side
rotorse.rs.constr.constr_flap_f_margin | output |  | [-0.2216957802553542, -2.0707898190293, -5.506214101340219, -10.27841796778463, -16.79294796335848] | constraint on flap blade frequency such that ratio of 3P/f is above or below gamma with constraint <= 0
rotorse.rs.constr.constr_edge_f_margin | output |  | [-0.3900982653892787, -3.067398572872837, -8.187887052010728, -15.198994256358331, -25.922556549853585] | constraint on edge blade frequency such that ratio of 3P/f is above or below gamma with constraint <= 0
rotorse.rs.curvature.s | output | m | [1.5, 3.620689655172414, 5.741379310344827, 7.862068965517241, 9.982758620689655, 12.10344827586207, 14.224137931034482, 16.344827586206897, 18.46551724137931, 20.586206896551726, 22.70689655172414, 24.827586206896548, 26.948275862068964, 29.06896551724138, 31.189655172413794, 33.310344827586206, 35.43103448275861, 37.551724137931025, 39.672413793103445, 41.793103448275865, 43.91379310344828, 46.03448275862069, 48.1551724137931, 50.27586206896552, 52.39655172413793, 54.51724137931034, 56.63793103448276, 58.75862068965517, 60.87931034482758, 63.0] | cumulative path length along blade
rotorse.rs.curvature.blades_cg_hubcc | output | m | 0.99847 | cg of all blades relative to hub along shaft axis. Distance is should be interpreted as negative for upwind and positive for downwind turbines
rotorse.rs.frame.root_F | output | N | [-434227.7993880436, -102679.41215949295, 404996.8992537281] | Blade root forces in blade c.s.
rotorse.rs.frame.root_M | output | N*m | [3390250.3314993293, -15874663.6072945, -0.0] | Blade root moment in blade c.s.
rotorse.rs.frame.flap_mode_shapes | output |  | [[0.02164620218235078, 2.218048778400574, -3.367881588898335, 3.8877970579293644, -1.7596104496139577], [-1.4076153299265841, 5.209510616836411, -25.03406760324099, 40.27317614809069, -18.041003831759532], [-5.567887447730794, 63.58807595936066, -175.53098493627326, 175.85280914880315, -57.342012724159765], [-3.7612073332702542, -15.503990742892457, 124.76972492205795, -206.4458215057412, 101.94129465984595], [42.31340014905642, -301.5394128692547, 755.1100771432239, -797.8370250530644, 302.95296063003894]] | 6-degree polynomial coefficients of mode shapes in the flap direction (x^2..x^6, no linear or constant term)
rotorse.rs.frame.edge_mode_shapes | output |  | [[0.43567792608499095, 3.6581253013390294, -7.510828160495878, 6.731105653879573, -2.31408072080772], [-1.4818289283299986, -6.646834206909284, 18.411052353010792, -9.384624963476355, 0.10223574570484797], [1.761691731507904, 37.13765751624559, -162.81218208537723, 206.42103708709965, -81.5082042494759], [-31.353468854712396, 185.80737874131597, -375.9784989058539, 309.8186529240752, -87.29406390482492], [31.690796668863065, -235.28126844724488, 609.2559248593744, -661.7131379049174, 257.0476848239248]] | 6-degree polynomial coefficients of mode shapes in the edge direction (x^2..x^6, no linear or constant term)
rotorse.rs.frame.tors_mode_shapes | output |  | [[16.340553971120197, -62.45757356927948, 107.71474989623408, -88.21633120933313, 27.618600911258326], [0.0, 0.0, 0.0, 0.0, 0.0], [0.0, 0.0, 0.0, 0.0, 0.0], [0.0, 0.0, 0.0, 0.0, 0.0], [0.0, 0.0, 0.0, 0.0, 0.0]] | 6-degree polynomial coefficients of mode shapes in the torsional direction (x^2..x^6, no linear or constant term)
rotorse.rs.frame.all_mode_shapes | output |  | [[0.02164620218235078, 2.218048778400574, -3.367881588898335, 3.8877970579293644, -1.7596104496139577], [0.43567792608499095, 3.6581253013390294, -7.510828160495878, 6.731105653879573, -2.31408072080772], [-1.4076153299265841, 5.209510616836411, -25.03406760324099, 40.27317614809069, -18.041003831759532], [-1.4818289283299986, -6.646834206909284, 18.411052353010792, -9.384624963476355, 0.10223574570484797], [-5.567887447730794, 63.58807595936066, -175.53098493627326, 175.85280914880315, -57.342012724159765], [1.761691731507904, 37.13765751624559, -162.81218208537723, 206.42103708709965, -81.5082042494759], [-3.7612073332702542, -15.503990742892457, 124.76972492205795, -206.4458215057412, 101.94129465984595], [-31.353468854712396, 185.80737874131597, -375.9784989058539, 309.8186529240752, -87.29406390482492], [42.31340014905642, -301.5394128692547, 755.1100771432239, -797.8370250530644, 302.95296063003894], [31.690796668863065, -235.28126844724488, 609.2559248593744, -661.7131379049174, 257.0476848239248]] | 6-degree polynomial coefficients of mode shapes in the edge direction (x^2..x^6, no linear or constant term)
rotorse.rs.frame.flap_mode_freqs | output | Hz | [0.9200003615192627, 2.974549293490314, 6.791687384946891, 12.09413612544068, 19.3325027871894] | Frequencies associated with mode shapes in the flap direction
rotorse.rs.frame.edge_mode_freqs | output | Hz | [1.10711423389029, 4.081892353316467, 9.771323996803012, 17.561443112744794, 29.47651232773952] | Frequencies associated with mode shapes in the edge direction
rotorse.rs.frame.tors_mode_freqs | output | Hz | [31.002274909260354, 0.0, 0.0, 0.0, 0.0] | Frequencies associated with mode shapes in the torsional direction
rotorse.rs.frame.freqs | output | Hz | [0.9200003615192627, 1.10711423389029, 2.974549293490314, 4.081892353316467, 6.40004582298225, 6.791687384946891, 9.771323996803012, 11.431576510446902, 12.09413612544068, 17.561443112744794] | ration of 2nd and 1st natural frequencies, should be ratio of edgewise to flapwise
rotorse.rs.frame.freq_distance | output |  | 1.2034 | ration of 2nd and 1st natural frequencies, should be ratio of edgewise to flapwise
rotorse.rs.frame.dx | output | m | [-0.0, 0.0016035685366173605, 0.0066226918666619, 0.015238350602787538, 0.02803608488244234, 0.047006245295562535, 0.0744631397336556, 0.11173607922041405, 0.15946597863257952, 0.21822190608359054, 0.2885235270553727, 0.3707764347155351, 0.46543627014942957, 0.5733655158327242, 0.6957120526436122, 0.8335805482631148, 0.9880474114064217, 1.160174444735253, 1.351038941139313, 1.5615486335181983, 1.792865741185128, 2.0456181436584777, 2.318779605970389, 2.6104787600248027, 2.918612480235217, 3.2408201894998334, 3.5744655350730437, 3.916746032995125, 4.264659044238197, 4.615920502244587] | deflection of blade section in airfoil x-direction
rotorse.rs.frame.dy | output | m | [0.0, -0.00035381025311594766, -0.0016136023925841195, -0.004360353298078994, -0.009565209913243913, -0.018351030881480494, -0.03137779009975528, -0.04871881103822464, -0.07026025447306157, -0.09592895221412684, -0.12566421302919895, -0.15935456889584987, -0.19685862011779443, -0.23808250131295972, -0.2829490918379622, -0.33134174889557, -0.38312927834395977, -0.4381637627920284, -0.4962732262616618, -0.5572179097424154, -0.620756053406808, -0.6866357850175598, -0.7545238542715755, -0.8240621146105989, -0.8949007310199861, -0.9667054686873997, -1.039168445207959, -1.1120277725051098, -1.1850867265897127, -1.2582257068099034] | deflection of blade section in airfoil y-direction
rotorse.rs.frame.dz | output | m | [-0.0, -6.17020870057767e-05, -0.00014657010400931153, -0.00023245750556583544, -0.00031950845427100057, -0.0004120447854135467, -0.0005049380363352711, -0.0005958429636314197, -0.0006843933375178382, -0.0007703307895975982, -0.0008531838919303286, -0.0009323811473266057, -0.001007748128726433, -0.0010806686597686192, -0.0011508239516701084, -0.001218314060468738, -0.0012831180936801116, -0.001345108022078078, -0.001404065129914442, -0.001458718690118263, -0.001510890319118961, -0.001559970995477353, -0.0016056012673777173, -0.001647641374153219, -0.0016858830195447458, -0.0017199560111306478, -0.0017492411999381551, -0.0017727296914315962, -0.0017878228667233822, -0.00179718138491909] | deflection of blade section in airfoil z-direction
rotorse.rs.frame.EI11 | output | N*m**2 | [26915326655.78607, 15617032508.890907, 10496386753.238346, 6358546604.625355, 4872435162.351948, 4236020988.3694267, 3939981541.138964, 3664962161.447736, 3261272466.862292, 2902747710.5523643, 2600487127.471674, 2296366029.160918, 1952513327.7419882, 1620602880.869837, 1342560843.5396442, 1104622284.6223917, 901181500.3126159, 728008201.2746265, 575913108.0460786, 438780116.4642857, 345062612.4708603, 291184616.4242883, 242605368.04848316, 197413670.904042, 155958439.30139092, 119008602.2802808, 84796115.59548493, 52613716.06066741, 15052200.122214353, 4523562.18908075] | stiffness w.r.t principal axis 1
rotorse.rs.frame.EI22 | output | N*m**2 | [27418796602.21115, 16846007837.31245, 19065738555.361507, 16482792377.898956, 9671807785.606089, 7053029433.451199, 6429994937.048329, 6068737858.334106, 5541626363.704293, 5058451719.798697, 4668103398.104815, 4279972182.0451045, 3846889721.9673924, 3411093695.293647, 2983327373.6445847, 2589970626.373327, 2234304483.751827, 1912895728.5646894, 1626236525.6049416, 1376711232.9469275, 1175620386.4809847, 1019271361.3776596, 890292725.7757038, 770306075.1578909, 658819375.4433604, 557847464.8300043, 457734796.505869, 348011120.78745, 142448669.9875067, 87074267.65964974] | stiffness w.r.t principal axis 2
rotorse.rs.frame.alpha | output | deg | [84.11023130976763, 74.61183505957993, 72.22333216809733, 71.16247111358312, 62.72933168137802, 46.06894670904746, 35.51696875955605, 28.844443801005458, 24.610623148777837, 21.53656940226085, 18.831469234535724, 16.07927456254741, 12.904720085072501, 9.996974919471254, 7.919815482428699, 6.311636399426248, 5.0196177583053885, 3.94509731543252, 2.952388928979056, 1.9834122976991502, 1.4168660418850796, 1.2538247084189895, 1.0739300900692497, 0.8955514288167151, 0.7274579255705257, 0.5696230945292247, 0.43433985654130797, 0.3346223650285918, 0.41038494630044736, 0.2833715743796535] | Angle between blade c.s. and principal axes
rotorse.rs.frame.M1 | output | N*m | [-2647343.606632925, -2472455.2145758625, -3752248.8474209905, -3874133.9883988984, -4566046.680294623, -6470580.253722727, -7963601.981801281, -8330946.54293497, -8124347.796435703, -7664101.767393275, -7112346.345094449, -6530775.030068824, -5943827.555544001, -5351003.29418566, -4753907.291631391, -4168412.753126344, -3607229.5331381303, -3076613.437608043, -2580116.4524366437, -2120527.9441120084, -1702350.5207635297, -1329767.664286704, -1003411.4729369577, -723068.8556434017, -489002.28372689907, -301450.2441521585, -160574.0323780298, -66083.67986057125, -15146.408449635239, 0.5266297249727359] | distribution along blade span of bending moment w.r.t principal axis 1
rotorse.rs.frame.M2 | output | N*m | [16015317.129826423, 15088287.328783749, 13853869.13022946, 12855332.477285571, 11651478.90471256, 9652648.338344255, 7220533.726232977, 5353449.187871624, 4057678.2992921085, 3152255.395918973, 2447822.148814189, 1848119.4241570912, 1301658.6915614104, 828862.2874834148, 482334.1218950883, 250293.1316341958, 94002.8308641401, -9433.805393452776, -76424.20846951175, -116716.05132745695, -129794.15486591974, -118723.868253052, -97897.13141558637, -76272.2607480031, -55375.55864465693, -36377.28733119337, -20471.649849031437, -8770.823034650246, -1999.6526239406207, 0.005017367384425597] | distribution along blade span of bending moment w.r.t principal axis 2
rotorse.rs.frame.F2 | output | N | [82348.53373223338, 82636.89173455998, 127014.28628501168, 138175.17717587657, 168885.7345493953, 245266.35172085578, 313625.70499611605, 344904.1464798703, 355510.76574384584, 355607.6776830315, 350718.64233364665, 342995.1972891254, 333580.2628027837, 322367.1179332868, 309016.49054892285, 294029.599722468, 277910.772733081, 260910.77489570927, 243014.6261210384, 223672.81358428198, 202496.77706911988, 180103.2153154754, 157104.6436988998, 133578.87445454302, 109633.72280816371, 85371.83969102324, 60981.39336419449, 36958.77672974765, 16234.077776213759, -699.0151858759327] | distribution along blade span of force w.r.t principal axis 2
rotorse.rs.frame.F3 | output | N | [404996.8992537281, 418330.2136340486, 421926.0810021386, 420974.39788320847, 417270.5395181635, 411369.4002012073, 403283.83867842716, 392900.8640772464, 380378.0700749617, 365919.3679292004, 349628.54401954665, 331837.59381514735, 313258.041502841, 293961.2035233247, 273716.77391468955, 252736.4259864788, 231211.06521029052, 209327.3142606729, 187274.70761713324, 166026.6683051418, 145981.82366639466, 126376.226669836, 106997.37768289633, 88009.29457845274, 69598.00980031824, 51939.51151487786, 35252.17059728264, 19910.185049738353, 8149.792088178054, 3.319655661471188e-11] | axial resultant along blade span
rotorse.rs.strains.strainU_spar | output |  | [-0.0010271474351309018, -0.001634026753531166, -0.0013048046448635288, -0.0012269975349372755, -0.0015821823720262118, -0.0018041966139428873, -0.0018595638085119814, -0.001849521728153593, -0.0018406822638038865, -0.0018066688219059233, -0.0017537497682535775, -0.0017070270070947823, -0.0016823437776105569, -0.001672814361603935, -0.0016565447344006924, -0.0016335634019977036, -0.0016053366333073284, -0.0015708384963803157, -0.0015349993832876785, -0.001497446954775356, -0.0014063768733307885, -0.001245552025546949, -0.0010812455623484178, -0.0009164787256570909, -0.0007499519095520022, -0.0005796865941160093, -0.0004122580191933096, -0.0002550459880926298, -0.00015039983000898822, 1.588028114863325e-08] | strain in spar cap on upper surface at location xu,yu_strain with loads P_strain
rotorse.rs.strains.strainL_spar | output |  | [0.0009819371585487481, 0.0015582685750625614, 0.0012235065398415704, 0.0011114841046879086, 0.0014439538315716375, 0.0016988976627632772, 0.0017259388876186964, 0.0016930638874431865, 0.0016748163587820017, 0.0016430274790489286, 0.0015958381604058943, 0.0015544212734702437, 0.0015437937093480947, 0.0015456685461183763, 0.001534960871964093, 0.001514734043172754, 0.001485999225197079, 0.0014486403283013756, 0.0014093514587318963, 0.0013729643347118266, 0.0012873583281464793, 0.0011370715742689043, 0.0009834138182849607, 0.0008293110544600415, 0.0006737126751278479, 0.0005151529002489292, 0.0003604213709689665, 0.00021754834681437043, 0.00012407346638548076, -1.3675416439172634e-08] | strain in spar cap on lower surface at location xl,yl_strain with loads P_strain
rotorse.rs.strains.strainU_te | output |  | [-8.976181662741936e-05, -0.00046668873566965967, -3.052217082865285e-05, 0.0004230303317741968, 0.00033916339725809737, -1.3556740744135108e-05, 0.00019665462440278847, 0.0003412579744043787, 0.0004379327416093588, 0.0004660585651284991, 0.0004588606129112179, 0.00044169749017503577, 0.00042765832028271217, 0.00043730142775268746, 0.00045417672111384175, 0.00046084990671981863, 0.00046590312739856147, 0.0004681322507416859, 0.0004661908564277754, 0.0004610684071050381, 0.00044005486507319987, 0.00038060199740178003, 0.0003074344462223939, 0.0002473619721331701, 0.00019634105326616567, 0.00014948693642207877, 0.00010482747670696629, 6.260844981170269e-05, 3.274834911588418e-05, -3.302853732054137e-09] | strain in trailing-edge panels on upper surface at location xu,yu_te with loads P_te
rotorse.rs.strains.strainL_te | output |  | [-8.976181662741936e-05, 8.794066394305725e-05, 0.0003656094240904142, 0.0007205082614554047, 0.0005446520831141418, 0.00014107872543338745, 0.00034154625576998383, 0.0004811348505179128, 0.0005784089009156213, 0.0006060740636883219, 0.0005962359988643, 0.0005760688701551582, 0.0005637260590549913, 0.0005785722697400132, 0.0006050589996368839, 0.0006320925240859539, 0.0006610579753388143, 0.00068399993620384, 0.0006958673225287099, 0.0006990918022394015, 0.0006735317569048489, 0.0005993537769335636, 0.0005046093966932588, 0.0004109111355862237, 0.0003195403055104797, 0.00023276567627590093, 0.00015294275611067628, 8.49190960524034e-05, 4.3733428867635255e-05, -3.302853732054137e-09] | strain in trailing-edge panels on lower surface at location xl,yl_te with loads P_te
rotorse.rs.strains.axial_root_sparU_load2stress | output | m**2 | [0.0, 0.0, -1.056906950428821, -0.275515888643169, 1.2064241460780156, 0.0] | Linear conversion factors between loads [Fx-z; Mx-z] and axial stress in the upper spar cap at blade root
rotorse.rs.strains.axial_root_sparL_load2stress | output | m**2 | [0.0, 0.0, -1.056906950428821, 0.28778941852995915, -1.206487982741595, 0.0] | Linear conversion factors between loads [Fx-z; Mx-z] and axial stress in the lower spar cap at blade root
rotorse.rs.strains.axial_maxc_teU_load2stress | output | m**2 | [0.0, 0.0, -1.4254376133142983, -5.997803545933525, -0.9206939479907762, 0.0] | Linear conversion factors between loads [Fx-z; Mx-z] and axial stress in the upper trailing edge at blade max chord
rotorse.rs.strains.axial_maxc_teL_load2stress | output | m**2 | [0.0, 0.0, -1.4254376133142983, -6.048889263196856, -1.1115562522079194, 0.0] | Linear conversion factors between loads [Fx-z; Mx-z] and axial stress in the lower trailing edge at blade max chord
rotorse.rs.tip_pos.tip_deflection | output | m | 4.528 | deflection at tip in yaw x-direction
rotorse.rs.tot_loads_gust.Px_af | output | N/m | [997.9251766530773, 989.736440980181, 1787.0094794039474, 2819.0156475591943, 3580.0783013646173, 4281.755667945794, 4497.234710555809, 4759.693841000903, 5198.261850070299, 5631.264667773529, 6113.595105772935, 6512.283145385702, 6675.425773892142, 6880.847977990619, 7129.6974476800915, 7425.111267313601, 7689.035720791185, 7986.444735978093, 8383.898635897322, 9280.38673861598, 10162.58631192964, 10528.576361104522, 10823.456241660131, 11072.90331487495, 11270.669253535207, 11430.286757281163, 11458.018888210507, 11165.138931522368, 8537.933322096173, 7734.496700014851] | total distributed loads in airfoil x-direction
rotorse.rs.tot_loads_gust.Py_af | output | N/m | [322.8179445357771, 327.6140104746298, 159.200002851109, -111.74958460936443, -254.51763809121508, -419.6816783461484, -455.72680938553094, -520.2038057981404, -670.3030097945764, -790.5746556613346, -914.4666340422668, -997.7337783989469, -1014.6609273169306, -1051.4781320503735, -1100.9619128134018, -1180.6304390968558, -1268.9071033324421, -1341.6891033650963, -1402.6921574386408, -1519.1013357163627, -1637.001104752726, -1694.244054942188, -1741.4089073588746, -1781.691462604334, -1813.385969957756, -1838.0802620677664, -1839.0288551831397, -1782.538098860507, -1366.4568600104599, -1130.9833200132252] | total distributed loads in airfoil y-direction
rotorse.rs.tot_loads_gust.Pz_af | output | N/m | [-9479.299543395657, -3095.2144688234966, -296.0118114023617, 1193.5345393292787, 2299.5367396222896, 3265.7684107115047, 4359.642627074947, 5432.4351072596455, 6377.6849290209575, 7258.170565749097, 8105.540087488114, 8672.923841172485, 8849.262559413593, 9349.390391540412, 9742.924795500907, 10043.428988187648, 10256.921020713451, 10381.421649887592, 10416.167693790938, 9622.642559789345, 9281.446029828183, 9208.39209450856, 9067.602445221431, 8839.866512469602, 8523.631276998813, 8129.920336397459, 7607.741402430609, 6861.129608730713, 4229.978072876204, 3456.0082791833433] | total distributed loads in airfoil z-direction
rotorse.stall_check.no_stall_constraint | output |  | [0.0, 0.0, 0.0, 0.0, 0.0, 0.0, 0.0, 0.902835075946551, 0.882916898414975, 0.8611068380063528, 0.8385547333283049, 0.8269141174172348, 0.8519555381264959, 0.896149962504579, 0.9040747687426568, 0.9025405946832558, 0.9067513723582824, 0.9008073186121173, 0.9112784688368317, 0.925508835591655, 0.9143978080715798, 0.9168534077645191, 0.9198895076286319, 0.9253021629791521, 0.9309369531940428, 0.9343483061505299, 0.9327126605124219, 0.9196063671659968, 0.9351961121247175, 0.7744611084659472] | Constraint, ratio between angle of attack plus a margin and stall angle
rotorse.stall_check.stall_angle_along_span | output | deg | [1e-06, 62.415305227967885, 3.046332801521629, 37.384052822877834, 26.355953009771884, 21.344405925993307, 15.582077140249748, 14.28041787408971, 13.274733341273015, 12.622859766173212, 12.095016540380401, 11.554690356768116, 10.546951663253411, 9.552998869030782, 9.152983279533531, 8.95055347897812, 8.804179417821054, 8.784341549509763, 8.782272457186972, 8.90631596959263, 9.291883799324808, 9.320706627392765, 9.320706627392765, 9.320706627392765, 9.320706627392765, 9.320706627392765, 9.320706627392765, 9.320706627392765, 9.320706627392765, 9.320706627392765] | Stall angle along blade span
xf.span_start | output |  | [] | 1D array of the positions along blade span where the trailing edge flap(s) start. Only values between 0 and 1 are meaningful.
xf.cl_interp_flaps | output |  | [[[[-3.2526065174565133e-19]], [[3.469446951953614e-18]], [[-1.3877787807814457e-17]], [[3.469446951953614e-18]], [[-5.551115123125783e-17]], [[3.122502256758253e-17]], [[-5.551115123125783e-17]], [[1.1102230246251565e-16]], [[4.163336342344337e-17]], [[-6.938893903907228e-17]], [[-9.020562075079397e-17]], [[-5.551115123125783e-17]], [[-6.938893903907228e-17]], [[-8.326672684688674e-17]], [[-3.469446951953614e-17]], [[-6.938893903907228e-17]], [[-5.551115123125783e-17]], [[-7.632783294297951e-17]], [[0.0]], [[-3.469446951953614e-17]], [[-4.163336342344337e-17]], [[-6.938893903907228e-18]], [[0.0]], [[-2.0816681711721685e-17]], [[-2.168404344971009e-17]], [[3.469446951953614e-18]], [[1.3877787807814457e-17]], [[2.0816681711721685e-17]], [[-1.734723475976807e-18]], [[1.3877787807814457e-17]], [[0.0]], [[2.7755575615628914e-17]], [[0.0]], [[2.7755575615628914e-17]], [[2.7755575615628914e-17]], [[2.7755575615628914e-17]], [[8.326672684688674e-17]], [[5.551115123125783e-17]], [[0.0]], [[6.938893903907228e-17]], [[6.938893903907228e-17]], [[5.551115123125783e-17]], [[9.020562075079397e-17]], [[4.5102810375396984e-17]], [[4.336808689942018e-17]], [[9.020562075079397e-17]], [[-2.636779683484747e-16]], [[9.020562075079397e-17]], [[6.591949208711867e-17]], [[-2.2551405187698492e-17]], [[1.1188966420050406e-16]], [[6.765421556309548e-17]], [[-2.0816681711721685e-17]], [[-9.020562075079397e-17]], [[-1.734723475976807e-17]], [[9.020562075079397e-17]], [[-4.163336342344337e-17]], [[1.0061396160665481e-16]], [[-6.938893903907228e-18]], [[-6.938893903907228e-18]], [[9.020562075079397e-17]], [[1.249000902703301e-16]], [[3.469446951953614e-17]], [[-4.85722573273506e-17]], [[2.7755575615628914e-17]], [[2.0816681711721685e-17]], [[6.245004513516506e-17]], [[8.326672684688674e-17]], [[3.469446951953614e-17]], [[-6.938893903907228e-18]], [[1.0408340855860843e-16]], [[6.938893903907228e-18]], [[6.938893903907228e-18]], [[-2.0816681711721685e-17]], [[0.0]], [[-2.0816681711721685e-17]], [[0.0]], [[0.0]], [[0.0]], [[0.0]], [[-1.3877787807814457e-17]], [[-2.0816681711721685e-17]], [[2.2551405187698492e-17]], [[-2.7755575615628914e-17]], [[0.0]], [[-1.3877787807814457e-17]], [[2.7755575615628914e-17]], [[5.551115123125783e-17]], [[4.163336342344337e-17]], [[-2.7755575615628914e-17]], [[1.3877787807814457e-17]], [[-4.163336342344337e-17]], [[2.0816681711721685e-17]], [[1.3877787807814457e-17]], [[1.734723475976807e-17]], [[-2.168404344971009e-19]], [[-6.938893903907228e-18]], [[-1.3877787807814457e-17]], [[0.0]], [[-2.7755575615628914e-17]], [[0.0]], [[-1.3877787807814457e-17]], [[4.85722573273506e-17]], [[1.3877787807814457e-17]], [[6.938893903907228e-18]], [[-6.938893903907228e-17]], [[-3.469446951953614e-17]], [[-4.85722573273506e-17]], [[8.326672684688674e-17]], [[2.0816681711721685e-17]], [[1.734723475976807e-17]], [[-1.3314002678121994e-16]], [[1.0408340855860843e-17]], [[9.020562075079397e-17]], [[-8.326672684688674e-17]], [[-8.326672684688674e-17]], [[0.0]], [[1.6653345369377348e-16]], [[-2.7755575615628914e-17]], [[-2.7755575615628914e-17]], [[-9.020562075079397e-17]], [[-2.168404344971009e-19]], [[4.163336342344337e-17]], [[-1.5265566588595902e-16]], [[0.0]], [[9.020562075079397e-17]], [[-9.71445146547012e-17]], [[1.6653345369377348e-16]], [[-1.1102230246251565e-16]], [[0.0]], [[-2.220446049250313e-16]], [[0.0]], [[-2.220446049250313e-16]], [[-2.220446049250313e-16]], [[0.0]], [[-4.440892098500626e-16]], [[-2.220446049250313e-16]], [[-4.440892098500626e-16]], [[-2.220446049250313e-16]], [[0.0]], [[-2.220446049250313e-16]], [[-2.220446049250313e-16]], [[2.220446049250313e-16]], [[-2.220446049250313e-16]], [[-4.440892098500626e-16]], [[-2.220446049250313e-16]], [[-2.220446049250313e-16]], [[-4.440892098500626e-16]], [[-2.220446049250313e-16]], [[0.0]], [[-4.440892098500626e-16]], [[-2.220446049250313e-16]], [[-4.440892098500626e-16]], [[-4.440892098500626e-16]], [[0.0]], [[-2.220446049250313e-16]], [[0.0]], [[0.0]], [[0.0]], [[-2.220446049250313e-16]], [[-2.220446049250313e-16]], [[-2.220446049250313e-16]], [[-1.1102230246251565e-16]], [[-1.1102230246251565e-16]], [[-1.1102230246251565e-16]], [[-1.1102230246251565e-16]], [[0.0]], [[0.0]], [[-5.551115123125783e-17]], [[0.0]], [[0.0]], [[2.6020852139652106e-18]], [[8.673617379884035e-18]], [[-2.7755575615628914e-17]], [[3.469446951953614e-18]], [[2.233456475320139e-17]], [[-1.0408340855860843e-17]], [[1.0408340855860843e-17]], [[2.7755575615628914e-17]], [[9.020562075079397e-17]], [[6.938893903907228e-18]], [[4.85722573273506e-17]], [[4.85722573273506e-17]], [[1.0408340855860843e-16]], [[7.632783294297951e-17]], [[-1.3877787807814457e-17]], [[-8.326672684688674e-17]], [[-6.938893903907228e-18]], [[1.0408340855860843e-16]], [[1.0408340855860843e-16]], [[3.469446951953614e-17]], [[7.979727989493313e-17]], [[-5.204170427930421e-17]], [[5.898059818321144e-17]], [[6.591949208711867e-17]], [[3.469446951953614e-18]], [[3.469446951953614e-17]], [[3.382710778154774e-17]], [[-1.734723475976807e-18]], [[-3.577867169202165e-18]]], [[[3.6286464151860133e-06]], [[0.0034333523603505035]], [[0.006982054591597528]], [[0.010135367843197227]], [[0.012715139123400988]], [[0.015019166839764207]], [[0.01699725515574055]], [[0.018572064835236688]], [[0.019785365861451]], [[0.020643025000632916]], [[0.021191010795397154]], [[0.021403647500243712]], [[0.021425243343048822]], [[0.021105894014364475]], [[0.020572952457240633]], [[0.019784936528533602]], [[0.018787429406339262]], [[0.017594560466258624]], [[0.016206481305985822]], [[0.014664316064071897]], [[0.012965199068566538]], [[0.011135002761043889]], [[0.009191527308637558]], [[0.007143110941807062]], [[0.0050183338354988045]], [[0.0028254652016777085]], [[0.0005862537230250028]], [[3.53057736847788e-05]], [[4.695365700991064e-06]], [[-0.0023101149818390704]], [[-0.005989190295661695]], [[-0.009649576858093228]], [[-0.012980552499139292]], [[-0.015123405090382347]], [[-0.01717864837943403]], [[-0.019137350976026285]], [[-0.020981587765348836]], [[-0.0226876691611749]], [[-0.024254440023693313]], [[-0.02564587242517581]], [[-0.026859047627393884]], [[-0.027879334288537325]], [[-0.028666042449640293]], [[-0.029253323064671422]], [[-0.029576870735660628]], [[-0.029605800971204084]], [[-0.02918868111843538]], [[-0.028958730216717937]], [[-0.02800488100880659]], [[-0.02677099582015177]], [[-0.025237399500513073]], [[-0.024885200086627188]], [[-0.02451228866985946]], [[-0.024120861825900355]], [[-0.023713116642889723]], [[-0.023291250696669857]], [[-0.022857462026572257]], [[-0.022413949109601167]], [[-0.02196291083094591]], [[-0.02149269860487095]], [[-0.020992998031044346]], [[-0.02048136746884286]], [[-0.019953485506146167]], [[-0.019408953961385395]], [[-0.01884896466329878]], [[-0.018269498121503275]], [[-0.01767066898283875]], [[-0.01702062198620031]], [[-0.016305151170600586]], [[-0.015490508276009007]], [[-0.014554847900312341]], [[-0.01347680100568218]], [[-0.012224044079785296]], [[-0.010780103427082556]], [[-0.009115236220121448]], [[-0.0072034203816592896]], [[-0.005021812556021396]], [[-0.0025651400292472926]], [[-0.00020256812450927808]], [[-0.00017558778419515808]], [[-0.00015055336779316864]], [[-0.00012764191425871513]], [[-0.00010747540003410751]], [[-8.990661389916832e-05]], [[-7.482496418438622e-05]], [[-6.19127548554671e-05]], [[-5.08498875811253e-05]], [[-4.1358711054012565e-05]], [[-3.317540076862302e-05]], [[-2.6095964485883805e-05]], [[-1.9941726901215318e-05]], [[-1.4587248212086235e-05]], [[-9.944002082519499e-06]], [[-5.9322419856608355e-06]], [[-2.579142942164131e-06]], [[6.247271733056978e-05]], [[0.0017851031126514608]], [[0.003722404582821817]], [[0.005921904841767897]], [[0.008462628268313316]], [[0.011401087861565795]], [[0.01100748743582524]], [[0.01063128450745809]], [[0.011277110037500478]], [[0.012671477768388742]], [[0.014341174302951676]], [[0.016107813344815092]], [[0.017492744661449205]], [[0.018429308143702743]], [[0.018832302214383007]], [[0.01886425778257681]], [[0.01861011503576028]], [[0.018188838655455425]], [[0.01770194260466522]], [[0.017248702842263805]], [[0.01694358678067001]], [[0.01692340082604736]], [[0.017339390395896714]], [[0.018340646254871737]], [[0.020084055296898745]], [[0.02273138013179634]], [[0.026455050946389957]], [[0.03130454137513572]], [[0.037234188837040744]], [[0.04372971327239476]], [[0.050895454653563585]], [[0.05828179174707092]], [[0.06565884846661463]], [[0.07288775364059497]], [[0.07974250579870668]], [[0.08602469833361193]], [[0.08969426580406314]], [[0.09044996763427604]], [[0.09114188187544192]], [[0.09178223697337984]], [[0.09236850406921726]], [[0.09290715231647795]], [[0.09340243722191777]], [[0.09385842190419491]], [[0.09427958305254647]], [[0.09467020319296227]], [[0.09503439546223413]], [[0.09537677646200615]], [[0.0956882749941026]], [[0.09598340400522343]], [[0.09625553011492971]], [[0.09649636115401972]], [[0.09671782714581556]], [[0.09691666174319069]], [[0.09708191340204442]], [[0.0974691215194472]], [[0.09738869220845747]], [[0.09639870845804066]], [[0.09483275858561435]], [[0.09239959241950313]], [[0.08919615949508786]], [[0.0851772304258891]], [[0.08023033937240953]], [[0.07446335518243496]], [[0.06789936118584627]], [[0.06082965837937748]], [[0.053520900271468275]], [[0.046128809422248174]], [[0.039033161306832764]], [[0.032348144712751825]], [[0.0263464971721456]], [[0.020922899791396943]], [[0.016024770982472347]], [[0.011517964886144372]], [[0.007316236279959448]], [[0.0033097240368567815]], [[-1.3903601955795111e-06]], [[-2.9669126199215537e-05]], [[-0.0004976929625990015]], [[-0.0029596241552624393]], [[-0.005341089250064045]], [[-0.00762201466143031]], [[-0.00979717593146191]], [[-0.011839779261324526]], [[-0.01374466050773663]], [[-0.015496645400200668]], [[-0.017071821711378422]], [[-0.01847724717671012]], [[-0.019672717759809867]], [[-0.020661788662012043]], [[-0.02143675739063336]], [[-0.02193795631893574]], [[-0.02223029352001195]], [[-0.02219626260196552]], [[-0.02195280812627482]], [[-0.021386070545867483]], [[-0.020516971992374934]], [[-0.019303835390194788]], [[-0.017742443043099458]], [[-0.015796398100095466]], [[-0.013539972197444763]], [[-0.011023303460916815]], [[-0.00796885439654528]], [[-0.0045054143994990485]], [[3.628646415186989e-06]]], [[[0.000554997381521124]], [[0.03955369381292201]], [[0.07926682634502244]], [[0.11466565787236206]], [[0.14368137359661623]], [[0.16961456603825192]], [[0.19190438345371913]], [[0.20968787493772117]], [[0.223418930963253]], [[0.23317209946717146]], [[0.23946293811706568]], [[0.2420432322280406]], [[0.24236488229196385]], [[0.23897048300786003]], [[0.2332215343433016]], [[0.22456829849379062]], [[0.2136012984185528]], [[0.20046371748921418]], [[0.18516259239905047]], [[0.16816766242202508]], [[0.14945382420294379]], [[0.12932499144064658]], [[0.10799878843151292]], [[0.08559791753428701]], [[0.0624871043407216]], [[0.03883787404780926]], [[0.015037876754201589]], [[0.005167351226945054]], [[0.0008093744722034706]], [[-0.023218847640568183]], [[-0.06019704562698049]], [[-0.0969874039281162]], [[-0.13107133739731527]], [[-0.1556314553847309]], [[-0.1792830934566283]], [[-0.20192539296106854]], [[-0.22335833441571906]], [[-0.24332300971516502]], [[-0.26179795384632076]], [[-0.2783933226495691]], [[-0.2930700453886933]], [[-0.3056599771608832]], [[-0.3157344461336409]], [[-0.32362348402390867]], [[-0.328639774528687]], [[-0.33052162674899516]], [[-0.32752260368683506]], [[-0.32497002683796733]], [[-0.3144009385947735]], [[-0.30080189232308713]], [[-0.28391126183610244]], [[-0.280043510510021]], [[-0.2759479595767463]], [[-0.2716496521152564]], [[-0.26717369341571606]], [[-0.2625452479752486]], [[-0.2577895365584439]], [[-0.25293183306322586]], [[-0.24799746094107653]], [[-0.24285692162872052]], [[-0.23739512805800791]], [[-0.2318083626720767]], [[-0.22604905856688268]], [[-0.22011330936710638]], [[-0.21401411322141362]], [[-0.20771100742845583]], [[-0.20120606013236167]], [[-0.19418042172237146]], [[-0.18649788729210012]], [[-0.17783378824019658]], [[-0.1679929273258932]], [[-0.15679693157384017]], [[-0.14397765655019581]], [[-0.12943778653381527]], [[-0.11297114556606233]], [[-0.09442435626012698]], [[-0.07368414267110446]], [[-0.05080076105112559]], [[-0.02873070616586157]], [[-0.02525516936000237]], [[-0.022008689716737424]], [[-0.019011889997020588]], [[-0.016341389398499093]], [[-0.013979507218410226]], [[-0.011913554145812702]], [[-0.010105607334711775]], [[-0.008517096869574393]], [[-0.007115225481026451]], [[-0.005868284398054396]], [[-0.004752120760315809]], [[-0.0037457467067996547]], [[-0.0028342403816914996]], [[-0.0020082005931734877]], [[-0.0012566266558930728]], [[-0.0005836198310652969]], [[0.0006279100896683546]], [[0.017941980170338333]], [[0.03741369825509115]], [[0.059520762968035656]], [[0.08505744430275279]], [[0.1145917515255815]], [[0.11876653760970425]], [[0.11988490549454507]], [[0.12901274595498452]], [[0.14613522834582965]], [[0.16605616433937986]], [[0.18692823416855817]], [[0.2039704713802936]], [[0.21655300319127826]], [[0.22389852342861766]], [[0.22763463351437857]], [[0.2286081335554337]], [[0.22793480750888653]], [[0.2265709618170946]], [[0.2253801305789473]], [[0.22539791815371937]], [[0.22783717758284822]], [[0.23404823482176237]], [[0.245381489731325]], [[0.26330018566431]], [[0.2893905489048166]], [[0.3254784710426981]], [[0.37248807701608216]], [[0.4307710966391422]], [[0.49641093416225207]], [[0.571899623022681]], [[0.6428362105239717]], [[0.7035564574020607]], [[0.7629301545630991]], [[0.8191798543950342]], [[0.8707462614418278]], [[0.9015124824129803]], [[0.9091080028937174]], [[0.9160623975763489]], [[0.9224985739449555]], [[0.9283911145682368]], [[0.9338050405776857]], [[0.938783123854274]], [[0.9433662025960038]], [[0.9475992717776583]], [[0.9515253748491312]], [[0.9551858527381425]], [[0.9586271066719169]], [[0.9617579625011167]], [[0.9647242891114395]], [[0.9674594147350372]], [[0.9698799952029832]], [[0.9721059385700908]], [[0.9741044149482869]], [[0.9757653509274207]], [[0.9796571599299401]], [[0.9788487690349432]], [[0.9688984929455422]], [[0.9531592107944493]], [[0.9287035819884093]], [[0.8965060413536297]], [[0.8561119906377251]], [[0.8063910414346718]], [[0.7484273780217013]], [[0.682453009767935]], [[0.6113957881066919]], [[0.5379358338258823]], [[0.46363830642027987]], [[0.3923203097845644]], [[0.32512954958739715]], [[0.26480729682801696]], [[0.21029499668824775]], [[0.16106415431357146]], [[0.11576647652745739]], [[0.0735351170059677]], [[0.033265867174682925]], [[-0.0002744792436787649]], [[-0.004388215979590793]], [[-0.013896429186871565]], [[-0.039925453054567114]], [[-0.06557285030112213]], [[-0.0904041616150787]], [[-0.11424663699855211]], [[-0.13673515908887376]], [[-0.15776989069234976]], [[-0.17715421393141206]], [[-0.19460062962893104]], [[-0.21017654722371756]], [[-0.2234197525908507]], [[-0.23436210024985027]], [[-0.24292659821255239]], [[-0.24837779371243043]], [[-0.2515087564558672]], [[-0.25105718318152537]], [[-0.24814646410361552]], [[-0.2416355863898199]], [[-0.23172579770663398]], [[-0.217945269628931]], [[-0.20023713656459383]], [[-0.17820152254102678]], [[-0.15267110742884554]], [[-0.12421191205613576]], [[-0.08970799965841046]], [[-0.05055988567394795]], [[0.0005549973815211261]]], [[[0.003446250323421631]], [[0.08794343594834059]], [[0.1709004187583902]], [[0.245116021648353]], [[0.3061867718729191]], [[0.360858112884096]], [[0.4079906686584319]], [[0.44581863600527966]], [[0.4752027972701184]], [[0.4963472140120287]], [[0.510321431601575]], [[0.5168230185542028]], [[0.5179397379207022]], [[0.5118752124040371]], [[0.5010732669607827]], [[0.48392473249707735]], [[0.46207124203694244]], [[0.43571365983152854]], [[0.4048711075945911]], [[0.37054325900702745]], [[0.33267647573963194]], [[0.29192874053851703]], [[0.24878002892178608]], [[0.20353184713276268]], [[0.15702017936948945]], [[0.10973538922654646]], [[0.06273588379507672]], [[0.0298276272272894]], [[0.005911652158337274]], [[-0.04053933317314878]], [[-0.10510203290397593]], [[-0.1693367708124746]], [[-0.23073331055401788]], [[-0.2830503486236246]], [[-0.33369403539128184]], [[-0.38245365329352055]], [[-0.4289179880628183]], [[-0.47257004131703745]], [[-0.5133415695910569]], [[-0.5504653479583461]], [[-0.5838427689423658]], [[-0.6131144271935631]], [[-0.6374703758960955]], [[-0.6574455739166021]], [[-0.6717120327672851]], [[-0.679964974796156]], [[-0.7163692590450227]], [[-0.7494686634823067]], [[-0.767355601491432]], [[-0.7793057244041747]], [[-0.7843344459909042]], [[-0.7844868471322151]], [[-0.7841718737880545]], [[-0.7834438369361896]], [[-0.7823572768570412]], [[-0.7809669520604774]], [[-0.7793278284512136]], [[-0.7774950677767878]], [[-0.775524014432963]], [[-0.7674675909511817]], [[-0.7568743029621721]], [[-0.7460420035723665]], [[-0.734874323554523]], [[-0.7233639002240696]], [[-0.7115338505677571]], [[-0.6993205507876439]], [[-0.6867286364682539]], [[-0.6732690215706834]], [[-0.6587451527113979]], [[-0.6426897740396037]], [[-0.6248575286843033]], [[-0.605056729299492]], [[-0.5830063550522275]], [[-0.5587136406061008]], [[-0.5320770304710231]], [[-0.5031114903304286]], [[-0.47191088225765065]], [[-0.4387995470548439]], [[-0.40653574541216825]], [[-0.39127687611145545]], [[-0.37677447104522316]], [[-0.36309390265477837]], [[-0.3505311773366446]], [[-0.3390234593162446]], [[-0.32853298784186946]], [[-0.3189278796914289]], [[-0.31006951814556505]], [[-0.30184814401948656]], [[-0.29415079104214925]], [[-0.28689591906708023]], [[-0.2634757085374666]], [[-0.20918460714290044]], [[-0.15469495715754178]], [[-0.10004374870628076]], [[-0.04521471413131098]], [[0.009077469159387303]], [[0.04792324608313193]], [[0.08431095000547834]], [[0.11769636885452961]], [[0.14717464065866384]], [[0.17209866809733]], [[0.20935007143214054]], [[0.25405979314464255]], [[0.2937849195179759]], [[0.3244909334002433]], [[0.35227413833053983]], [[0.3791503943457748]], [[0.41008159700889446]], [[0.4456893199967287]], [[0.48668165134347613]], [[0.5314184459365763]], [[0.5790422246220444]], [[0.6285568470634947]], [[0.6790574520896413]], [[0.7299095741382826]], [[0.7802175666303659]], [[0.8290056485803097]], [[0.8751676845680558]], [[0.9175642677454665]], [[0.9548903947444174]], [[0.9856046409753109]], [[1.0077228374283826]], [[1.0196542582269974]], [[1.0197990930233412]], [[1.010158056153678]], [[0.986020902439976]], [[1.0504755121405291]], [[1.1145749300651435]], [[1.1767682411951867]], [[1.2354945891827565]], [[1.289389175957012]], [[1.3240107110413815]], [[1.3372722363400829]], [[1.3494143773895027]], [[1.3606517265554539]], [[1.3709399058510598]], [[1.3803924400021663]], [[1.400261742499493]], [[1.45361113912027]], [[1.5073592796734336]], [[1.5614571274570408]], [[1.6162505023096052]], [[1.6706298802633033]], [[1.7223538208488607]], [[1.771216178564468]], [[1.8172249799476083]], [[1.8603762759994027]], [[1.8999160449567956]], [[1.8958295604486992]], [[1.8911537416674806]], [[1.8604487103171627]], [[1.8215372867903046]], [[1.7666644367764972]], [[1.701684175356696]], [[1.6214854635397193]], [[1.565269632015473]], [[1.4947429674051245]], [[1.4079318492725426]], [[1.3067292271868085]], [[1.1915401817643114]], [[1.067476643905939]], [[0.9392180150724045]], [[0.8094970115125932]], [[0.684978169250789]], [[0.5676653440858166]], [[0.46234470370680225]], [[0.36716804672492676]], [[0.28121263875994584]], [[0.2021244049178514]], [[0.12838986044349845]], [[0.0580810940131215]], [[-0.0023047456111090613]], [[-0.025795429145548877]], [[-0.05971346283194946]], [[-0.11056237700347643]], [[-0.16158833482178464]], [[-0.2115087433887984]], [[-0.25975614755900395]], [[-0.3054464295546959]], [[-0.3482913059118211]], [[-0.38782791538188083]], [[-0.4234117017224645]], [[-0.4551630816649498]], [[-0.48208291880827114]], [[-0.5042164444662339]], [[-0.5214668591649311]], [[-0.5319520489424049]], [[-0.5376846393103278]], [[-0.536351834349763]], [[-0.529254100121816]], [[-0.5147705552786614]], [[-0.49313760519457733]], [[-0.46334714204267763]], [[-0.4252243761293034]], [[-0.37798505154395745]], [[-0.3233628399557231]], [[-0.2625550647583376]], [[-0.18903482115985693]], [[-0.10495769553570546]], [[0.0034462503234216416]]], [[[0.008737706184140867]], [[0.12538700159794747]], [[0.23388006072491999]], [[0.33103694014966156]], [[0.4114105498816407]], [[0.48353434621875396]], [[0.5460297258560243]], [[0.5967023401703568]], [[0.6364665301756024]], [[0.6656947677720975]], [[0.6857492883816312]], [[0.6967117453320096]], [[0.699159215977703]], [[0.6935459771923957]], [[0.6821125650290454]], [[0.6617537721730091]], [[0.6354645285644285]], [[0.6032673021834164]], [[0.5651597676051392]], [[0.5224394691804877]], [[0.4749748985262553]], [[0.42359439898668544]], [[0.36886871304989893]], [[0.3111186334011202]], [[0.2513439342844951]], [[0.19002746083462535]], [[0.12829141690025053]], [[0.0702061957862052]], [[0.017113771896199937]], [[-0.04517271800410114]], [[-0.11711451872557517]], [[-0.18869087369951118]], [[-0.25892944782501864]], [[-0.32635024922536504]], [[-0.39182214941311977]], [[-0.4550768688550691]], [[-0.5155962543890695]], [[-0.5727414097240132]], [[-0.6264065414217119]], [[-0.6756530247071282]], [[-0.7203415943287631]], [[-0.7600081113537792]], [[-0.7936905882552243]], [[-0.8219452235875795]], [[-0.8431685170714386]], [[-0.8571679587577383]], [[-0.8986593300284967]], [[-0.9336699134576669]], [[-0.9537493179875978]], [[-0.9666628677674187]], [[-0.9698458872164005]], [[-0.9695306155969766]], [[-0.9686027890002009]], [[-0.9671370356278826]], [[-0.9652081884125915]], [[-0.9628912751310483]], [[-0.9602615087305502]], [[-0.957394277014854]], [[-0.9543651308635]], [[-0.9451576824342227]], [[-0.9332477814274859]], [[-0.921036836176943]], [[-0.9084033681404605]], [[-0.8953361969769619]], [[-0.8818534483060048]], [[-0.8679120606988397]], [[-0.8535128430554539]], [[-0.8383612099168444]], [[-0.8223384257144951]], [[-0.8051782211559346]], [[-0.7867559532580878]], [[-0.7669915599625055]], [[-0.7457820704284135]], [[-0.7232020156938128]], [[-0.6992971856677419]], [[-0.6741975254980878]], [[-0.6480811812577374]], [[-0.6212883857901741]], [[-0.5944231433256184]], [[-0.5709034862275144]], [[-0.5477043252637515]], [[-0.5248410223728379]], [[-0.5026328211361549]], [[-0.48103304876010766]], [[-0.4600444081733607]], [[-0.43958106021521615]], [[-0.41953357868545693]], [[-0.3949532772433452]], [[-0.34513066385064606]], [[-0.29533624909718176]], [[-0.24556684273962148]], [[-0.19581877613829743]], [[-0.14609808084025225]], [[-0.09639086757879381]], [[-0.04670456020337011]], [[0.003126011311770993]], [[0.054660269669850395]], [[0.10669775342550483]], [[0.15934987559864494]], [[0.2128018827320555]], [[0.2671862508775934]], [[0.3219894764880906]], [[0.3759549757829176]], [[0.430456886482316]], [[0.4862280697027821]], [[0.5423744495229522]], [[0.5986058842573726]], [[0.6542196363723964]], [[0.7091131491575765]], [[0.7631817766163864]], [[0.8166151504645693]], [[0.8695199036985963]], [[0.9219910323229462]], [[0.9741519537177451]], [[1.0260299304714091]], [[1.0777310168218852]], [[1.1293423884644829]], [[1.180967528197454]], [[1.232716693226324]], [[1.2847228394197556]], [[1.3371553111892052]], [[1.3902506404757784]], [[1.4442524550971907]], [[1.4994590788312359]], [[1.5558499589143844]], [[1.6141493982665338]], [[1.669724714714936]], [[1.720924378779159]], [[1.771920998352222]], [[1.822684880733719]], [[1.8731910975487982]], [[1.9230984744815671]], [[1.9723660883373793]], [[2.0214841732690876]], [[2.0447388511732862]], [[2.056202903137611]], [[2.066735801096448]], [[2.076420758573035]], [[2.08533722707292]], [[2.093572745191426]], [[2.1012110547943887]], [[2.106438646063825]], [[2.105557914698554]], [[2.1040732978061447]], [[2.1022685861302737]], [[2.100014068454669]], [[2.0971475970836972]], [[2.0939024554614964]], [[2.0902147724046647]], [[2.0858703979608237]], [[2.05594198778811]], [[2.0168692476374326]], [[1.9600107926956758]], [[1.891889714285391]], [[1.806810814558342]], [[1.7441698753508657]], [[1.6655824669540433]], [[1.5688493968200423]], [[1.456079966468818]], [[1.327725554623718]], [[1.1894823529822225]], [[1.046564588470806]], [[0.9020173092151711]], [[0.7632667648077152]], [[0.6325458388662956]], [[0.5151877272384562]], [[0.40913299101346506]], [[0.31335343321103554]], [[0.22522592332989944]], [[0.14306399504966447]], [[0.06471938919217889]], [[-0.00728384344432345]], [[-0.06191612487807218]], [[-0.12321435719963401]], [[-0.18916180764419727]], [[-0.2546933409762522]], [[-0.3184631230332414]], [[-0.379901082907166]], [[-0.43793657518376683]], [[-0.49224214144245976]], [[-0.5422391884751484]], [[-0.587085119895593]], [[-0.6269567820905951]], [[-0.6605239904402816]], [[-0.6878321265206963]], [[-0.708915512656222]], [[-0.7205906606508199]], [[-0.7262576042237028]], [[-0.7236560472651968]], [[-0.7121427972571852]], [[-0.6913221924376737]], [[-0.6610936424805295]], [[-0.6201000622129575]], [[-0.5679853033776412]], [[-0.5038511896451923]], [[-0.429931591743071]], [[-0.34780727272054734]], [[-0.24895788242232178]], [[-0.13369580816681076]], [[0.008737706184140902]]], [[[0.012830989633557013]], [[0.14288998331474473]], [[0.2588953697870573]], [[0.3626497086084692]], [[0.44882496750302914]], [[0.526301423289706]], [[0.5937237164549868]], [[0.6488645468499761]], [[0.6925016335061674]], [[0.7251286130794816]], [[0.7481601466332579]], [[0.7621168106651581]], [[0.7656319122838285]], [[0.7617572848721657]], [[0.7519900260734421]], [[0.732108629218903]], [[0.7060623182523112]], [[0.673646922881346]], [[0.6348190946437857]], [[0.5909354178177045]], [[0.5417741720350137]], [[0.48815582423786263]], [[0.4305900165978291]], [[0.36927803598783654]], [[0.3050927179134455]], [[0.23821181232725636]], [[0.16924659366580108]], [[0.09871843978168501]], [[0.02687063255620007]], [[-0.04536209174387945]], [[-0.11765743895831646]], [[-0.1895858650999965]], [[-0.260575886482017]], [[-0.33035717990127467]], [[-0.3981614060158701]], [[-0.4637114690628324]], [[-0.5264732874348061]], [[-0.5857908289226813]], [[-0.6415511601853775]], [[-0.6927923762663258]], [[-0.7393679692560504]], [[-0.7807970842423896]], [[-0.816099597349648]], [[-0.8458251861696647]], [[-0.8683408103663209]], [[-0.8834814212071219]], [[-0.9275852754727723]], [[-0.9659127935570994]], [[-0.9934651236070996]], [[-1.0137828678332306]], [[-1.0228300625226707]], [[-1.0237783275944397]], [[-1.0240583985143117]], [[-1.0237548230488216]], [[-1.0229538223620382]], [[-1.0217369480309655]], [[-1.0201864959412945]], [[-1.0183849854093787]], [[-1.0164150207189517]], [[-1.0082484367429578]], [[-0.9973398421302958]], [[-0.9861038615529854]], [[-0.9744138079419274]], [[-0.962254871766293]], [[-0.9496340467859171]], [[-0.9365391316553042]], [[-0.9229636430725355]], [[-0.908886031631403]], [[-0.8942806964963754]], [[-0.879123583630563]], [[-0.8633893307653963]], [[-0.8470482229452517]], [[-0.8300781712321526]], [[-0.8124450376861977]], [[-0.7941229075745037]], [[-0.7750783485382913]], [[-0.7552607095181443]], [[-0.7347119226896445]], [[-0.7133189415673413]], [[-0.6910505197131236]], [[-0.6679662903911041]], [[-0.6439683202765455]], [[-0.6191764145555412]], [[-0.5936126630714393]], [[-0.552991178013111]], [[-0.5033811254045724]], [[-0.45354665001051275]], [[-0.4035279424015864]], [[-0.3533394803005343]], [[-0.3030091995906445]], [[-0.2525680100713847]], [[-0.20203013976781076]], [[-0.15145261617597164]], [[-0.10075737494344734]], [[-0.04999320748725446]], [[0.001446833840764133]], [[0.05376543005581459]], [[0.10770919300794836]], [[0.16363672584242334]], [[0.22214410817243546]], [[0.28365716765965177]], [[0.34861824145923886]], [[0.4166575405714971]], [[0.48703273422548143]], [[0.5589605341264012]], [[0.6312715727040589]], [[0.7035226694279335]], [[0.7745320862213401]], [[0.8440157874533583]], [[0.9116985130939147]], [[0.9776770047504908]], [[1.0420565164538622]], [[1.1048372235310329]], [[1.1662627036120703]], [[1.226193446154702]], [[1.2848152308159955]], [[1.342173395037985]], [[1.3983355462182157]], [[1.4533741745788564]], [[1.5073566238878817]], [[1.5603485325073718]], [[1.612412122046774]], [[1.6636007794336627]], [[1.7139371872350002]], [[1.7634517749000371]], [[1.8121374970381336]], [[1.8602881068737647]], [[1.9080247043364915]], [[1.9551402890492384]], [[1.9788123052598863]], [[1.9962290968404288]], [[2.012286893020663]], [[2.027085635131155]], [[2.040635622804686]], [[2.0531780039500735]], [[2.0646661651323823]], [[2.075225480645803]], [[2.0849385086484897]], [[2.0938829049099645]], [[2.102145611752994]], [[2.1098103205947556]], [[2.115063656379783]], [[2.1142078444024093]], [[2.1127470171102964]], [[2.1109655703199928]], [[2.108733000049022]], [[2.1058863786372997]], [[2.1026603564387623]], [[2.0989906592757293]], [[2.094661892506504]], [[2.0647777046232085]], [[2.02570615528731]], [[1.9687634951489683]], [[1.9005043927216065]], [[1.8152060304668372]], [[1.7522770975462498]], [[1.673328415690693]], [[1.5761509562742742]], [[1.4628633783058471]], [[1.3339188915064923]], [[1.1950394068354178]], [[1.051462591683615]], [[0.9062472127394737]], [[0.7668531106201493]], [[0.6355235082603455]], [[0.5176168186345801]], [[0.41106426009152364]], [[0.31483284558916946]], [[0.22628548711998267]], [[0.1437280787554357]], [[0.06500299039440992]], [[-0.011887125498510294]], [[-0.08810796628396741]], [[-0.1629196670697035]], [[-0.23605690199949086]], [[-0.30695205064866093]], [[-0.3749689485064725]], [[-0.43992671857963006]], [[-0.5009107136435754]], [[-0.5577059513174857]], [[-0.6097855811431]], [[-0.6562911530472136]], [[-0.6974571897698799]], [[-0.7318619859696597]], [[-0.7595559477265958]], [[-0.7807303652239164]], [[-0.7913435360973661]], [[-0.7957204872578885]], [[-0.7921581527157728]], [[-0.7778199505950795]], [[-0.7538790674830885]], [[-0.7198501883704416]], [[-0.6742511564380835]], [[-0.616583317472984]], [[-0.5460083522521613]], [[-0.464875250379793]], [[-0.3748798142549064]], [[-0.26694998677606246]], [[-0.1387957474247919]], [[0.012830989633557046]]], [[[0.015555824450159014]], [[0.14661836132522554]], [[0.26346853682549126]], [[0.3680383346086592]], [[0.45501804460142]], [[0.5332698635375707]], [[0.6014578001713843]], [[0.657370087826347]], [[0.7017314241393218]], [[0.7350704586011836]], [[0.7588040375127494]], [[0.7736018667824848]], [[0.7774417182361727]], [[0.7742429173220519]], [[0.7652352213109341]], [[0.7458526846547207]], [[0.720341744789436]], [[0.6884235785064607]], [[0.6500482197313026]], [[0.6065830132270835]], [[0.5577879557326622]], [[0.5044842132301797]], [[0.44717306856738565]], [[0.3860434750354204]], [[0.3219602494816975]], [[0.25508043893520654]], [[0.18599147892253762]], [[0.11516850471912779]], [[0.04275448014501926]], [[-0.02995829324835457]], [[-0.10258403156732164]], [[-0.17495100977150524]], [[-0.24648529359477656]], [[-0.3169070937835131]], [[-0.3854194860247664]], [[-0.4517311828784191]], [[-0.5152936676122013]], [[-0.5754446218481793]], [[-0.6320650189212392]], [[-0.684183791064488]], [[-0.7316448789922297]], [[-0.7738969591736252]], [[-0.809926626151308]], [[-0.8401676689167159]], [[-0.8643816491041624]], [[-0.8814305978513437]], [[-0.9279825446021169]], [[-0.967577047484442]], [[-0.9978166346595148]], [[-1.020993107836782]], [[-1.0325856607411272]], [[-1.0341044338626886]], [[-1.034154328775439]], [[-1.0332557383781313]], [[-1.0323271202093172]], [[-1.0311792147997685]], [[-1.0298001952039177]], [[-1.0282319759340486]], [[-1.0265372962890433]], [[-1.0186560594507728]], [[-1.0080342591695284]], [[-0.997108663794049]], [[-0.9857427218256265]], [[-0.9739178725174455]], [[-0.9616349126780191]], [[-0.9488910549244023]], [[-0.9356773376503418]], [[-0.9220617447647906]], [[-0.9080539614067945]], [[-0.8937210947708897]], [[-0.8790964696855154]], [[-0.8642046975596008]], [[-0.849113577542108]], [[-0.8338316171169958]], [[-0.8184286868804347]], [[-0.8029299957940266]], [[-0.7873972987663024]], [[-0.7719175530056154]], [[-0.7565849235014196]], [[-0.7415538441184691]], [[-0.726947936120913]], [[-0.7129240979947349]], [[-0.6991549961596133]], [[-0.6854828055198392]], [[-0.6712655314674894]], [[-0.6400005102181436]], [[-0.597845200132423]], [[-0.554937185516581]], [[-0.5111793031531465]], [[-0.4668376939021628]], [[-0.4218986931066738]], [[-0.37645501774147877]], [[-0.33002143936690226]], [[-0.27451347840627804]], [[-0.2150999860921244]], [[-0.15230880869364946]], [[-0.08603780859217726]], [[-0.01642614909932617]], [[0.05651557719666621]], [[0.13266381578749617]], [[0.21165074775972406]], [[0.2935025278376375]], [[0.3766973248969115]], [[0.46130096466529397]], [[0.5474419025101661]], [[0.6338982554928474]], [[0.7202292575512915]], [[0 | 4D array with the lift coefficients of the airfoils. Dimension 0 is along the blade span for n_span stations, dimension 1 is along the angles of attack, dimension 2 is along the Reynolds number, dimension 3 is along the number of tabs, which may describe multiple sets at the same station, for example in presence of a flap.
xf.cd_interp_flaps | output |  | [[[[0.5000000000000001]], [[0.5000000000000001]], [[0.5000000000000002]], [[0.5]], [[0.5]], [[0.5000000000000001]], [[0.5000000000000001]], [[0.5000000000000001]], [[0.5000000000000001]], [[0.5000000000000001]], [[0.5000000000000001]], [[0.5]], [[0.5000000000000001]], [[0.5000000000000001]], [[0.5000000000000001]], [[0.5]], [[0.5000000000000001]], [[0.5000000000000001]], [[0.5]], [[0.5000000000000001]], [[0.49999999999999994]], [[0.5000000000000001]], [[0.5]], [[0.49999999999999994]], [[0.4999999999999999]], [[0.4999999999999999]], [[0.5000000000000001]], [[0.5000000000000002]], [[0.4999999999999999]], [[0.49999999999999994]], [[0.5000000000000002]], [[0.5000000000000001]], [[0.5000000000000001]], [[0.5000000000000002]], [[0.5]], [[0.5000000000000001]], [[0.5000000000000001]], [[0.5000000000000002]], [[0.5]], [[0.5]], [[0.5000000000000001]], [[0.5]], [[0.5000000000000002]], [[0.5000000000000001]], [[0.5000000000000001]], [[0.5]], [[0.5000000000000001]], [[0.5000000000000001]], [[0.5000000000000001]], [[0.5000000000000001]], [[0.5000000000000001]], [[0.5000000000000001]], [[0.5000000000000001]], [[0.5000000000000001]], [[0.5]], [[0.5]], [[0.5]], [[0.5]], [[0.5]], [[0.5]], [[0.5]], [[0.5]], [[0.5000000000000001]], [[0.5000000000000002]], [[0.5000000000000001]], [[0.5000000000000002]], [[0.5000000000000002]], [[0.5000000000000001]], [[0.5]], [[0.5]], [[0.5000000000000001]], [[0.5]], [[0.5000000000000001]], [[0.5]], [[0.5000000000000001]], [[0.5000000000000001]], [[0.5]], [[0.49999999999999994]], [[0.5]], [[0.5]], [[0.5]], [[0.5000000000000002]], [[0.5000000000000001]], [[0.5000000000000001]], [[0.5000000000000002]], [[0.5000000000000003]], [[0.5000000000000001]], [[0.5]], [[0.5000000000000001]], [[0.5000000000000001]], [[0.5000000000000002]], [[0.5]], [[0.5000000000000001]], [[0.5000000000000001]], [[0.5000000000000001]], [[0.5000000000000001]], [[0.5000000000000001]], [[0.5000000000000002]], [[0.5000000000000001]], [[0.5000000000000002]], [[0.5000000000000001]], [[0.5000000000000001]], [[0.5000000000000001]], [[0.5000000000000001]], [[0.5000000000000003]], [[0.5]], [[0.5000000000000001]], [[0.5000000000000002]], [[0.5000000000000001]], [[0.5]], [[0.5000000000000001]], [[0.5000000000000002]], [[0.5000000000000001]], [[0.5000000000000001]], [[0.5000000000000002]], [[0.5000000000000002]], [[0.5]], [[0.5000000000000001]], [[0.5000000000000001]], [[0.5000000000000001]], [[0.5000000000000001]], [[0.5]], [[0.5000000000000001]], [[0.5000000000000001]], [[0.5000000000000001]], [[0.5000000000000001]], [[0.5000000000000001]], [[0.49999999999999994]], [[0.5000000000000001]], [[0.5000000000000001]], [[0.5]], [[0.5]], [[0.5000000000000001]], [[0.5]], [[0.5]], [[0.5000000000000001]], [[0.5000000000000001]], [[0.5]], [[0.5]], [[0.5]], [[0.5]], [[0.5]], [[0.5000000000000001]], [[0.5]], [[0.5000000000000001]], [[0.5000000000000001]], [[0.5]], [[0.5000000000000001]], [[0.5]], [[0.5000000000000001]], [[0.5000000000000001]], [[0.5]], [[0.5000000000000001]], [[0.5000000000000001]], [[0.4999999999999998]], [[0.4999999999999998]], [[0.4999999999999998]], [[0.4999999999999998]], [[0.5]], [[0.5]], [[0.5]], [[0.5]], [[0.4999999999999998]], [[0.5]], [[0.4999999999999998]], [[0.5000000000000002]], [[0.4999999999999999]], [[0.5000000000000002]], [[0.5]], [[0.4999999999999998]], [[0.4999999999999999]], [[0.4999999999999998]], [[0.5]], [[0.5]], [[0.49999999999999994]], [[0.4999999999999999]], [[0.4999999999999999]], [[0.4999999999999999]], [[0.5]], [[0.5]], [[0.4999999999999998]], [[0.49999999999999994]], [[0.5000000000000001]], [[0.5000000000000001]], [[0.5000000000000001]], [[0.5]], [[0.5000000000000001]], [[0.5000000000000001]], [[0.5000000000000001]], [[0.5000000000000001]], [[0.5000000000000001]], [[0.5000000000000001]], [[0.5000000000000001]], [[0.5000000000000002]], [[0.5000000000000001]], [[0.5000000000000001]], [[0.5]], [[0.5000000000000001]], [[0.5000000000000001]], [[0.5000000000000001]]], [[[0.4900672044674554]], [[0.4889830846996895]], [[0.48725249871912907]], [[0.48825170671494833]], [[0.4895900444898101]], [[0.49165999732538235]], [[0.49404705798424686]], [[0.4961980818316635]], [[0.4981680215194504]], [[0.49998442759544703]], [[0.5017887158549977]], [[0.503854736556168]], [[0.5058954322731962]], [[0.5079877636803942]], [[0.5100601072225116]], [[0.512084737857031]], [[0.5140091442158888]], [[0.5157820691363929]], [[0.5173900312707848]], [[0.5188160592856993]], [[0.5200719637110011]], [[0.5211588110739807]], [[0.5220704106782712]], [[0.5228271726006376]], [[0.5234085378555141]], [[0.5238315622111003]], [[0.5241078785372373]], [[0.5241725324057418]], [[0.5241055078958552]], [[0.5239998354824794]], [[0.5235856036243317]], [[0.5230619649795792]], [[0.5224282947456386]], [[0.5216307185922608]], [[0.5207044231547009]], [[0.5196409830015275]], [[0.5184510159218453]], [[0.5171404054092071]], [[0.5157065801568091]], [[0.5141634299212146]], [[0.5125080893398269]], [[0.5107484211916783]], [[0.5088901068297277]], [[0.5069334623654466]], [[0.5048872633189255]], [[0.5027579967995123]], [[0.5005532853849411]], [[0.5000350272901021]], [[0.5000047758253728]], [[0.4978147107480412]], [[0.49435082985284906]], [[0.49367292517722183]], [[0.49300027281214204]], [[0.4923331703018293]], [[0.49167191519050346]], [[0.49101680502238443]], [[0.4903681373416917]], [[0.4897895684246514]], [[0.4894888769133872]], [[0.4892042054475821]], [[0.4889402916775246]], [[0.4886876186193332]], [[0.488449509037859]], [[0.4882259202464526]], [[0.48801757182768357]], [[0.48782574041903803]], [[0.4876503115568311]], [[0.48750075326613185]], [[0.48737937607318216]], [[0.4872961202832411]], [[0.48725700807766226]], [[0.48726514370142915]], [[0.48733338651191516]], [[0.48746173357162687]], [[0.4876624610245522]], [[0.48795499544798376]], [[0.48832717375037743]], [[0.488786759100626]], [[0.48934460192668117]], [[0.4900075367518423]], [[0.4907805414222425]], [[0.49164186050625674]], [[0.4925351134580901]], [[0.49340640321382256]], [[0.4941936791103489]], [[0.4948370637974435]], [[0.4952815466270282]], [[0.4954634296533591]], [[0.4953260460180716]], [[0.4947910350385484]], [[0.4938538747181209]], [[0.49248501228774066]], [[0.49096364406431114]], [[0.48941640321518487]], [[0.4880349999488823]], [[0.48680820985402756]], [[0.48576426010191387]], [[0.48498146229513106]], [[0.484435477077447]], [[0.4841344116742697]], [[0.48400045906388334]], [[0.4839619662233331]], [[0.48399678800895285]], [[0.48405260958981405]], [[0.4841428944672795]], [[0.4842074881902596]], [[0.4842735187589385]], [[0.48428185299208537]], [[0.48426310170098114]], [[0.4842420769624182]], [[0.4842925848466182]], [[0.48449495926567293]], [[0.4849165532702108]], [[0.48559320752776236]], [[0.4866411609248654]], [[0.4880826925262829]], [[0.48988365602039113]], [[0.4919409831848302]], [[0.49414555968413826]], [[0.49639196185881423]], [[0.49857680054125425]], [[0.4998325559161242]], [[0.49985111433546625]], [[0.49986785625926966]], [[0.49988324582665367]], [[0.499897563085934]], [[0.49991097662620193]], [[0.49992363116854327]], [[0.4999357218541034]], [[0.49994731922769864]], [[0.4999583148394831]], [[0.4999684253304812]], [[0.499977386168879]], [[0.49998501833326336]], [[0.4999912214941814]], [[0.49999594169281314]], [[0.49999914078090185]], [[0.5007817089909875]], [[0.5021132984590615]], [[0.5034530064741956]], [[0.5048039944666753]], [[0.5061675867226033]], [[0.5075451603875981]], [[0.508936885143002]], [[0.5103394644440971]], [[0.5117501223541782]], [[0.5131666768281752]], [[0.5145916755819513]], [[0.516022328357073]], [[0.517453650624131]], [[0.5245291780336594]], [[0.5314192231596893]], [[0.5380195326761192]], [[0.544175532218601]], [[0.5498485636506039]], [[0.5549602206982216]], [[0.5593671459794289]], [[0.5631155904781431]], [[0.5659785562574569]], [[0.5679770403776394]], [[0.5690391950663731]], [[0.5692494996201334]], [[0.5684138626147655]], [[0.566794988595992]], [[0.5639569173768453]], [[0.5601981757781431]], [[0.5501454339962852]], [[0.5401703642065419]], [[0.5321116610558813]], [[0.5269530105203752]], [[0.5260809713965815]], [[0.5258548732403159]], [[0.5262344648976124]], [[0.5264638564054649]], [[0.5262776938231774]], [[0.525919226344166]], [[0.5253407739608639]], [[0.5245240170901706]], [[0.5235088368694404]], [[0.5222778190414006]], [[0.5208680077943495]], [[0.519302062408638]], [[0.5175858531146885]], [[0.5157644328864657]], [[0.5138432798154284]], [[0.511850741862362]], [[0.509788151178885]], [[0.507657730606556]], [[0.5054629625903229]], [[0.5027793984343183]], [[0.4999947036978877]], [[0.4985251669367362]], [[0.496100379932323]], [[0.4939318444076283]], [[0.4918136707813936]], [[0.4900632957206597]], [[0.4889221519184182]], [[0.48808699019337953]], [[0.48929526504669424]], [[0.4900672044674554]]], [[[0.38447989749241973]], [[0.37390423603679246]], [[0.3564133619341195]], [[0.3676510071537669]], [[0.38265761017250927]], [[0.4055677513698473]], [[0.43176750256984353]], [[0.4554565985624827]], [[0.4774605432264126]], [[0.49778833778073]], [[0.5179782916590565]], [[0.5420678444236574]], [[0.5658862254593247]], [[0.5896382916477493]], [[0.612915796076379]], [[0.6356565273756221]], [[0.6572751611864359]], [[0.6772050473327406]], [[0.6953005741314922]], [[0.7113757111455705]], [[0.725563884042286]], [[0.7378778874003137]], [[0.748249105009175]], [[0.7569036718199396]], [[0.7636118005090998]], [[0.7685609685116148]], [[0.7718744104661265]], [[0.7728489493268182]], [[0.7723657200611694]], [[0.7712792076225953]], [[0.7669486386194647]], [[0.7613193048101328]], [[0.7544057182692684]], [[0.745656820462204]], [[0.7354682343528889]], [[0.7237344117196572]], [[0.7105849540713428]], [[0.6960890877195802]], [[0.6802219486082883]], [[0.6631506224089246]], [[0.6448508331569309]], [[0.6254268201235286]], [[0.6049632635046568]], [[0.5834949342460188]], [[0.5611740457674399]], [[0.538152840132167]], [[0.5146775614288631]], [[0.5051258709234818]], [[0.5008197588758456]], [[0.4780357693921315]], [[0.4432204795114034]], [[0.4364068942561421]], [[0.42964609970581064]], [[0.4229410864621581]], [[0.4162948451269337]], [[0.40971036630188645]], [[0.4031906405887654]], [[0.39723949092717603]], [[0.3934999856166751]], [[0.38991309965758025]], [[0.38652395666350486]], [[0.3832422100096271]], [[0.3800996028528403]], [[0.3770959883643076]], [[0.3742386292481196]], [[0.3715388204167853]], [[0.3689961108769071]], [[0.3666918007147665]], [[0.36464555592487247]], [[0.3629426691823116]], [[0.36163464139445933]], [[0.36074813463449906]], [[0.36039326260458554]], [[0.36057006286945875]], [[0.36156194732391056]], [[0.3647350607838243]], [[0.36864103331004827]], [[0.3733400188720599]], [[0.3789215552052849]], [[0.3854291414517128]], [[0.3928859274622953]], [[0.40105659414213196]], [[0.40939270029556885]], [[0.41740015864274155]], [[0.424529796014948]], [[0.4302664786503991]], [[0.43414103463428605]], [[0.4356010026719219]], [[0.43414099469443146]], [[0.42902726506224814]], [[0.420162908769114]], [[0.407148326783975]], [[0.3924729249268228]], [[0.3772560985433848]], [[0.3633624630085046]], [[0.3507369823873923]], [[0.33973354646812115]], [[0.3312966867406163]], [[0.3253083209506705]], [[0.32196711902860226]], [[0.32047190612270476]], [[0.3200404715498289]], [[0.32042731646957956]], [[0.32104740322120245]], [[0.3220488767433044]], [[0.3227643109331331]], [[0.32349484778873044]], [[0.3235882747912688]], [[0.3233832234414665]], [[0.32315323493293013]], [[0.3237148994521421]], [[0.3259507245971126]], [[0.3305682070434909]], [[0.3378744103924877]], [[0.3489546945632952]], [[0.36378892133610646]], [[0.38178021025985803]], [[0.4017634359680979]], [[0.42267647658312646]], [[0.4436068971129331]], [[0.4637266993446513]], [[0.4762002252273503]], [[0.4786339409024085]], [[0.4808625483331102]], [[0.4829399306519569]], [[0.484897649897543]], [[0.48675376868899584]], [[0.4885235250004444]], [[0.49022818488873326]], [[0.49187386309007086]], [[0.4934452494451499]], [[0.49490755519409074]], [[0.4962290441008321]], [[0.49738836029236155]], [[0.49837375163204845]], [[0.4991790748993664]], [[0.4998000721897667]], [[0.507856917124771]], [[0.5212406548270313]], [[0.5347059916309512]], [[0.5482847029107907]], [[0.5619900989984976]], [[0.5758360215143147]], [[0.5898241759167437]], [[0.6039214288032714]], [[0.6180998793759169]], [[0.6323375960111819]], [[0.6466601856710192]], [[0.6610396036104949]], [[0.6754257505792105]], [[0.7465415150281817]], [[0.8157930065234529]], [[0.8821323802114991]], [[0.9440060170546765]], [[1.0010253660980615]], [[1.0524023698890097]], [[1.0966961507060389]], [[1.1343715748251801]], [[1.1631470975816836]], [[1.1832337593554059]], [[1.1939094218580513]], [[1.1960231821817884]], [[1.1876242373400867]], [[1.1713530172983648]], [[1.1428277084940455]], [[1.105053952701153]], [[1.0165005208865068]], [[0.9282010409323026]], [[0.8565357482231412]], [[0.8032383592345472]], [[0.7938805073778995]], [[0.7914209127728696]], [[0.7953592900283825]], [[0.7976387901777923]], [[0.7953624382277724]], [[0.7911757243665587]], [[0.7845594057235408]], [[0.7753057232760256]], [[0.7638537717909518]], [[0.7500033015739791]], [[0.734161848632582]], [[0.7165052750085485]], [[0.6967482790280917]], [[0.675790309698417]], [[0.6536812198697451]], [[0.6306942251774811]], [[0.6068983808193551]], [[0.5823387209187416]], [[0.5571265888847621]], [[0.5279355916420629]], [[0.4991865290079401]], [[0.48147306951531493]], [[0.45492553165490607]], [[0.4308670572705817]], [[0.4072898727453705]], [[0.3876738345017147]], [[0.37470010225172407]], [[0.36514939512552447]], [[0.3770254338382974]], [[0.38447989749241973]]], [[[0.2385897382415119]], [[0.2232530453477129]], [[0.19684977957749938]], [[0.22045877608608586]], [[0.2516937471446345]], [[0.2977100058203191]], [[0.34981023136180356]], [[0.3978940616277051]], [[0.44428943576430757]], [[0.48791869631247775]], [[0.5313894973055042]], [[0.5838267431291182]], [[0.6357386087876692]], [[0.6860660015117716]], [[0.7348122739970048]], [[0.7823513623943835]], [[0.8275757632468566]], [[0.8694177512590703]], [[0.907615687247702]], [[0.9417949132900807]], [[0.9722069315723232]], [[0.9988600065125189]], [[1.0215981836635506]], [[1.040854897974793]], [[1.0561481639836485]], [[1.0678332548366865]], [[1.0761162357755965]], [[1.0796832694201504]], [[1.0802593379544843]], [[1.0785577567847404]], [[1.0712732781214733]], [[1.0608193300868736]], [[1.0473727805109911]], [[1.0300667643389043]], [[1.0097286215907668]], [[0.9860768534229577]], [[0.9594291537941132]], [[0.9299372652007131]], [[0.8975555011880226]], [[0.8626700964828349]], [[0.8252415924352479]], [[0.7855265918469515]], [[0.743745117001379]], [[0.700028090704267]], [[0.654802049361575]], [[0.6085174209354998]], [[0.5619798862049683]], [[0.529580868136665]], [[0.5059574717476956]], [[0.4616511862996803]], [[0.4008648519456619]], [[0.3889685594576539]], [[0.3771644377788405]], [[0.3654577084000801]], [[0.3538535928122307]], [[0.34235731250615087]], [[0.3309740889726985]], [[0.320159045313099]], [[0.31139069765515176]], [[0.3028626021536424]], [[0.29464575610492255]], [[0.2865989890254589]], [[0.27877256034791525]], [[0.2711670947729077]], [[0.2637953670742867]], [[0.25667230086826637]], [[0.24979929247600022]], [[0.24327501067361282]], [[0.23712268682640328]], [[0.2314456058127876]], [[0.2263055021993873]], [[0.2217347579087157]], [[0.21786588876867782]], [[0.21469916981692547]], [[0.21305192691283695]], [[0.2177725129159404]], [[0.2235286340193909]], [[0.23037377246113847]], [[0.2384087866329644]], [[0.24764560056264498]], [[0.2580584675729402]], [[0.26923833862709856]], [[0.2803608524815339]], [[0.2907522047964545]], [[0.2997148690916972]], [[0.3066339655106233]], [[0.31095687030860364]], [[0.31201404441818315]], [[0.3091512648687614]], [[0.301330416398775]], [[0.288284611265505]], [[0.26914125343879436]], [[0.24712340781498338]], [[0.22365231040474218]], [[0.20153397075936572]], [[0.18082347872991447]], [[0.1622113545293712]], [[0.14751374491777924]], [[0.13682991416104254]], [[0.13072398351527342]], [[0.1279211491253401]], [[0.12705057290782623]], [[0.1276855445543628]], [[0.12876159514535085]], [[0.13053702962459063]], [[0.1318191401744461]], [[0.13313620675877041]], [[0.13332837262288347]], [[0.13300239942485972]], [[0.1326421301513658]], [[0.13370659351968397]], [[0.13776354298554536]], [[0.14599824453055688]], [[0.15877253411309247]], [[0.17761001728174572]], [[0.2019196859222221]], [[0.2302060746142197]], [[0.26038154282109616]], [[0.2908999856414637]], [[0.32070787500879266]], [[0.349031568748765]], [[0.36979793870010425]], [[0.38097941157754334]], [[0.39159345949236957]], [[0.4018085528627454]], [[0.4117112255409278]], [[0.42133864203467647]], [[0.430718447746888]], [[0.4398993702834575]], [[0.4488739811075597]], [[0.4575596137745918]], [[0.4658232813908564]], [[0.4735526309639149]], [[0.48067356317151844]], [[0.48714799535833325]], [[0.4929582682423203]], [[0.4980932546073075]], [[0.5137179151164418]], [[0.5370854745325251]], [[0.5605955032571641]], [[0.5843034800334798]], [[0.6082326442568912]], [[0.6324071629344499]], [[0.6568300137397898]], [[0.6814433468577763]], [[0.7061984484261776]], [[0.7310570265622185]], [[0.7560637901669703]], [[0.7811697740516249]], [[0.8062875065967867]], [[0.930453258208974]], [[1.051364051454335]], [[1.167190384184942]], [[1.2752196894049577]], [[1.374773570112936]], [[1.4644761042938446]], [[1.5418115675277138]], [[1.6075916008200202]], [[1.657832703320698]], [[1.6929033444906125]], [[1.711542694975977]], [[1.7152332499655554]], [[1.7005689725426856]], [[1.672159965316484]], [[1.6223557280267404]], [[1.5564201326155829]], [[1.4407902163595216]], [[1.323959270921068]], [[1.2279692848687078]], [[1.1376697957196895]], [[1.1211750725695844]], [[1.1165508311744]], [[1.1225956277487485]], [[1.1251518792457922]], [[1.1188615827563195]], [[1.1086292524777643]], [[1.093537847741118]], [[1.0731957580840599]], [[1.0484857256514142]], [[1.0190077062045328]], [[0.9855368986452968]], [[0.9482591514061977]], [[0.9059358687360283]], [[0.8610677126969696]], [[0.8137254680836525]], [[0.7643496074137076]], [[0.7132344857331284]], [[0.6605295762813758]], [[0.6066676168923908]], [[0.5487746108031616]], [[0.4949156706548992]], [[0.45289400474708374]], [[0.3991478213810514]], [[0.3497596360458518]], [[0.3013031129046104]], [[0.26039736861304197]], [[0.23230863758558046]], [[0.21133268507724062]], [[0.2280877733513714]], [[0.2385897382415119]]], [[[0.11964998435457999]], [[0.11178387685045256]], [[0.0992962122506307]], [[0.13021452709216572]], [[0.17040936567058235]], [[0.22588070464097645]], [[0.28852118488089845]], [[0.34936949936444084]], [[0.41197548710991816]], [[0.4733320283555445]], [[0.5349771147940641]], [[0.603442558076813]], [[0.671272365065362]], [[0.7369616951423208]], [[0.8004582877962552]], [[0.8620822920963808]], [[0.9207911193955687]], [[0.9755591315206661]], [[1.0261580499006373]], [[1.0721174856572688]], [[1.1136557363089399]], [[1.1507084944281485]], [[1.1830198269298429]], [[1.211031539237315]], [[1.2341036340319758]], [[1.2525944002147986]], [[1.2666406866318114]], [[1.2749021589473688]], [[1.2793224101554441]], [[1.2784070604548325]], [[1.2728845466013483]], [[1.262141455833086]], [[1.2467738737505547]], [[1.2262727466778789]], [[1.2017083394137422]], [[1.1725794781707926]], [[1.139386786098503]], [[1.1023273683375248]], [[1.0613325689385391]], [[1.0169495587219546]], [[0.9691045636480364]], [[0.9181436954156937]], [[0.8643413340292475]], [[0.8078284195645498]], [[0.7491218415968028]], [[0.6886480933585429]], [[0.627219882512919]], [[0.5696064966941319]], [[0.5171851717170931]], [[0.45726816374414975]], [[0.38953434265367815]], [[0.37627838051044704]], [[0.3631251237066002]], [[0.35008039051579043]], [[0.33714999921167027]], [[0.3243397680678926]], [[0.31165551535811004]], [[0.29919386754172056]], [[0.28725801282830477]], [[0.27556451922010305]], [[0.26418496869390407]], [[0.2529780803012861]], [[0.24199486525933514]], [[0.23123687162901366]], [[0.22071842547795995]], [[0.21045151759436437]], [[0.2004398155104385]], [[0.19075141605766502]], [[0.1814014677383707]], [[0.1724609340228198]], [[0.16397135185448983]], [[0.15595510298340712]], [[0.14850208285806052]], [[0.14161280048469677]], [[0.13599364407116415]], [[0.13595331824414156]], [[0.1367351765615032]], [[0.13836137463143403]], [[0.14090659513831838]], [[0.14436486451261243]], [[0.14869528008304075]], [[0.15360064069120266]], [[0.15851346168402425]], [[0.1629825994226311]], [[0.16656726036428773]], [[0.16889787999094932]], [[0.16963129855175305]], [[0.1683680910494574]], [[0.1646810370400774]], [[0.15786650371310093]], [[0.14771610476323718]], [[0.13351189488836748]], [[0.11736739413410613]], [[0.10019236843314483]], [[0.08393500012525154]], [[0.06871773076809261]], [[0.05495334200895187]], [[0.0438813468699581]], [[0.0356463639156839]], [[0.03065393272866098]], [[0.02813914799505514]], [[0.02711907194775521]], [[0.027334250282318503]], [[0.027970522556450095]], [[0.02919765523677328]], [[0.030151875939278226]], [[0.031172366874684363]], [[0.03141133818958373]], [[0.031323385187654415]], [[0.03125208747669394]], [[0.032272056776793304]], [[0.03555156071190644]], [[0.041939381178101344]], [[0.05164600191991038]], [[0.06568233571035244]], [[0.08345311764018315]], [[0.10384067943816465]], [[0.12548724700258398]], [[0.14755217351586894]], [[0.16961668321884346]], [[0.19150577464158572]], [[0.21206413337860902]], [[0.23098393851241455]], [[0.25015929412955523]], [[0.2696188175878041]], [[0.2893193287265327]], [[0.3091751358910301]], [[0.32909565428803955]], [[0.349004528595615]], [[0.3687740109930976]], [[0.3882242599766469]], [[0.4072173016063887]], [[0.4256715063802552]], [[0.4435393707386704]], [[0.4608080480222114]], [[0.4774819143988339]], [[0.4935694928657205]], [[0.5152857845123527]], [[0.5413241055532614]], [[0.5675211792276221]], [[0.5939388251417792]], [[0.6206029388044566]], [[0.6475404493560495]], [[0.6747546747991211]], [[0.7021811534570443]], [[0.7297656037867046]], [[0.7574653573896095]], [[0.7853302331064326]], [[0.8133056693424727]], [[0.8412941970352901]], [[0.9796512948047141]], [[1.1143814134180747]], [[1.243445950408398]], [[1.3638223098329527]], [[1.4747545582798538]], [[1.5747095147045276]], [[1.6608839235794617]], [[1.7341821912525444]], [[1.7901655283682492]], [[1.8292445180749888]], [[1.8500142263397679]], [[1.8541265880086388]], [[1.8377862780699457]], [[1.8061303041859034]], [[1.7506337631626518]], [[1.677177742890077]], [[1.586026094985035]], [[1.4919460358388477]], [[1.4131580183180903]], [[1.3364132759836522]], [[1.3228234452649243]], [[1.3180927381333845]], [[1.3204803901371307]], [[1.3180399035679011]], [[1.3057286563875694]], [[1.2882947658007864]], [[1.2650398983679338]], [[1.2356306480626775]], [[1.2011532269027934]], [[1.1611956681150206]], [[1.1165484842123987]], [[1.0674204427593967]], [[1.0126901887238828]], [[0.9546909807703653]], [[0.8934859742113315]], [[0.8295306390651386]], [[0.7633210207654549]], [[0.6950921818171248]], [[0.6255567838962615]], [[0.554349234856935]], [[0.48702968340541986]], [[0.4239216766118121]], [[0.35512923636591814]], [[0.2920273632408793]], [[0.23054476624110237]], [[0.17753368889359358]], [[0.13881694930805422]], [[0.10927349160151972]], [[0.11493498627803865]], [[0.11964998435457999]]], [[[0.0609361223352344]], [[0.06241778614995561]], [[0.06893695545808072]], [[0.10192388467731708]], [[0.14413149326876493]], [[0.19888883796595985]], [[0.26100812537111323]], [[0.3246771432938152]], [[0.3937926922902135]], [[0.4640439658522776]], [[0.5351445655946521]], [[0.606178735995444]], [[0.6765621501653187]], [[0.7459467114535849]], [[0.8133828242839626]], [[0.8785034037011891]], [[0.9406297795824825]], [[0.9990509630281329]], [[1.0536348538486031]], [[1.1038914325578073]], [[1.149931827453497]], [[1.1916042302295249]], [[1.2285773764732357]], [[1.2611932380533741]], [[1.2887564553939792]], [[1.3115422926805635]], [[1.3295683214872704]], [[1.3417599054155869]], [[1.3498869839223]], [[1.3501212203114896]], [[1.3479011042131293]], [[1.3390931730713254]], [[1.3246837204607391]], [[1.3046945864493218]], [[1.2802533919525487]], [[1.250704253290362]], [[1.2166516998661374]], [[1.1782978648636573]], [[1.13555142993557]], [[1.0890182671191326]], [[1.0385790358761857]], [[0.9845808040089209]], [[0.9272578371404436]], [[0.8666404834548245]], [[0.8031228520671027]], [[0.736816615072434]], [[0.6679895977674718]], [[0.5978551232930193]], [[0.5269350458321125]], [[0.45708588095468344]], [[0.38901806684578094]], [[0.37569656901559734]], [[0.3624782421301524]], [[0.34936893208878333]], [[0.33637448498400846]], [[0.3235007471426467]], [[0.31075356517072084]], [[0.29813878600131855]], [[0.28566225694418035]], [[0.27342357547725793]], [[0.26149298427758455]], [[0.24973211859755778]], [[0.23819111988215383]], [[0.2268717394010508]], [[0.21578839719176723]], [[0.20495211246607387]], [[0.19436704947829098]], [[0.18409229749821965]], [[0.17414069561948592]], [[0.16457371785354855]], [[0.1554270494548792]], [[0.14672015491815046]], [[0.1385305213170074]], [[0.130858764834365]], [[0.12375887724149051]], [[0.11720686781139882]], [[0.11129356846798044]], [[0.10604751070528902]], [[0.1015541157969201]], [[0.09785345114918324]], [[0.09496283829118368]], [[0.09280445365546357]], [[0.09114931108993016]], [[0.08974948490667993]], [[0.08833636938171803]], [[0.08665709112204006]], [[0.0844535415502797]], [[0.08146268439882082]], [[0.07741891501907992]], [[0.0719758922204514]], [[0.06516265827490375]], [[0.05681537955469715]], [[0.04826425264988131]], [[0.040085507173418675]], [[0.03309404389865718]], [[0.027325916448440866]], [[0.022611390838538373]], [[0.018903013742902035]], [[0.016045232723782787]], [[0.013884416573602437]], [[0.012431749024005114]], [[0.011470550711932545]], [[0.011041303121625405]], [[0.010897415295778095]], [[0.011043895692147455]], [[0.011298171508651655]], [[0.011647722989664315]], [[0.011889714257084474]], [[0.01215178092495785]], [[0.012497064500665452]], [[0.013192809519287033]], [[0.014569046193835788]], [[0.01687239117504291]], [[0.020242362801714278]], [[0.02515339147149482]], [[0.03173267615248239]], [[0.04014568306675134]], [[0.05044974000570233]], [[0.06268757944105834]], [[0.0768832198481913]], [[0.09305861025886901]], [[0.11123490662703758]], [[0.13138505886782786]], [[0.1532810373477779]], [[0.1766428168554527]], [[0.201194739505968]], [[0.2266654764739236]], [[0.2527918667810225]], [[0.2792993675910877]], [[0.30591619344512444]], [[0.3324025680963767]], [[0.35870843092727633]], [[0.3848787485139733]], [[0.4109577535377206]], [[0.4369951419937831]], [[0.46303796626795374]], [[0.48912856929142934]], [[0.5152151251060432]], [[0.54137858238079]], [[0.5677013914762079]], [[0.5942455529313052]], [[0.6210370123766028]], [[0.6481027666903052]], [[0.6754461100329805]], [[0.7030023910633281]], [[0.7307171161143137]], [[0.7585474383849313]], [[0.7865433700354498]], [[0.8146501468446444]], [[0.8427699292871327]], [[0.9817740759482139]], [[1.1171339873565518]], [[1.2468033175478366]], [[1.367745964442418]], [[1.4792023889902388]], [[1.5796322144878605]], [[1.6662195285998476]], [[1.7398722254071521]], [[1.7961316288623128]], [[1.8354107495377037]], [[1.8563013262393366]], [[1.860449526765371]], [[1.8440614476546648]], [[1.8122892543161884]], [[1.7565670049111035]], [[1.6828072209791674]], [[1.5996407226461233]], [[1.5131753075336223]], [[1.4403010899322217]], [[1.393587423101578]], [[1.386842514861353]], [[1.3830593085634952]], [[1.3802985873217994]], [[1.372041364953592]], [[1.3548674796094213]], [[1.3322138676755821]], [[1.303845424082154]], [[1.2696048196055123]], [[1.2305949119149426]], [[1.186506869112439]], [[1.137959249573445]], [[1.0853027588996147]], [[1.0286208337655545]], [[0.9685574873223136]], [[0.9051726748931771]], [[0.8389161406786372]], [[0.770323785284972]], [[0.6996470721768566]], [[0.6276535544579881]], [[0.5546065529971462]], [[0.48088557817161975]], [[0.40728146118603603]], [[0.3341008725888346]], [[0.2677965321286135]], [[0.20383132113013544]], [[0.1477340510618237]], [[0.10462335671268162]], [[0.07118437773383166]], [[0.0631437151473049]], [[0.060936122335234405]]], [[[0.04440366557892058]], [[0.05018965328952081]], [[0.06406283144050132]], [[0.09734616448189834]], [[0.13972518587864344]], [[0.1934864686302695]], [[0.25432732428811367]], [[0.31781106369083084]], [[0.388120800869527]], [[0.46005219076318726]], [[0.5329923866251287]], [[0.605170323421778]], [[0.6763552900926981]], [[0.746434620707823]], [[0.8145104018717172]], [[0.8798122303937848]], [[0.9422760154384215]], [[1.0011590959209005]], [[1.0563454980357805]], [[1.1073451129821537]], [[1.1542409121714392]], [[1.1968605017702425]], [[1.234855817549055]], [[1.2685368596435547]], [[1.297198076923614]], [[1.321085473016212]], [[1.3401773131344847]], [[1.3534998892540198]], [[1.3627577412455025]], [[1.3632711358952119]], [[1.3622079370156945]], [[1.3541564755151467]], [[1.3402069735210254]], [[1.3206455031115194]], [[1.2965760850315071]], [[1.2673030891255694]], [[1.2334580471810166]], [[1.1952451734163883]], [[1.1525711735982425]], [[1.106059659709676]], [[1.0555870768093296]], [[1.0015100094777492]], [[0.9440670322669468]], [[0.8832876316587284]], [[0.8195736183124056]], [[0.7530221184212869]], [[0.6838932540574172]], [[0.6132905777873104]], [[0.5416209860131653]], [[0.4709363435385667]], [[0.4019485651643981]], [[0.38837472841979576]], [[0.37488752135072057]], [[0.361492503662838]], [[0.34819528092049934]], [[0.33500151430793546]], [[0.3219169312888012]], [[0.3089473369676178]], [[0.29609862586153674]], [[0.2834584696387446]], [[0.27108921496006705]], [[0.2588717630542607]], [[0.24685110832324136]], [[0.23503064067313856]], [[0.22342518987024979]], [[0.21204443971073633]], [[0.20089517698579704]], [[0.19001492591316832]], [[0.1794141903899588]], [[0.1691346445477588]], [[0.15920465543956197]], [[0.14964403566726103]], [[0.14051132167082306]], [[0.13182126732282307]], [[0.12352031303031151]], [[0.1147867818287207]], [[0.10645142159577292]], [[0.09851536688289557]], [[0.09103180446562846]], [[0.0840195024756465]], [[0.07747921749155307]], [[0.07141514111624336]], [[0.06580242046919346]], [[0.060581920288487794]], [[0.05570331911291907]], [[0.051124184954729514]], [[0.048679172161480926]], [[0.04554849951793901]], [[0.04171848703623544]], [[0.037466022714149894]], [[0.03326260213036755]], [[0.0291184939141008]], [[0.025436460890463964]], [[0.022359770792263117]], [[0.02001079583061686]], [[0.018457976916202722]], [[0.017301359540030897]], [[0.01611150998435466]], [[0.014861502661098243]], [[0.013448397129299105]], [[0.012257183825808298]], [[0.011313884745959173]], [[0.010716908164433844]], [[0.010321320349495398]], [[0.010057841127237609]], [[0.010034528556406845]], [[0.01014123993448458]], [[0.010420386076509412]], [[0.01085698168307471]], [[0.011384624610909866]], [[0.012001122450046295]], [[0.012760486026200557]], [[0.013623774298611738]], [[0.0145401071851648]], [[0.015467766286549445]], [[0.016811668059990344]], [[0.018824963350334626]], [[0.02195879346023811]], [[0.026719943702887765]], [[0.03356992676462592]], [[0.042954573308188346]], [[0.05531397275242048]], [[0.07095423802020291]], [[0.08960043287669021]], [[0.11083192050583784]], [[0.13424410932869063]], [[0.1594414287417598]], [[0.18596460070316445]], [[0.21310040029523306]], [[0.24124012464458272]], [[0.27002298164596716]], [[0.29743619653267545]], [[0.32377866129167965]], [[0.3493315628641845]], [[0.37445282311051487]], [[0.3994945237773089]], [[0.4245272305577765]], [[0.44938083575703003]], [[0.4741439470054427]], [[0.4989981961924546]], [[0.5239499819012632]], [[0.5489942649178446]], [[0.5741307239593595]], [[0.5993456187486409]], [[0.6246259887799804]], [[0.6499400426760505]], [[0.6752581329706653]], [[0.7006081382314242]], [[0.7259626674205046]], [[0.7512696398133731]], [[0.8756519014086441]], [[0.996700591064313]], [[1.1133295507599434]], [[1.2231061833140209]], [[1.3253275756263225]], [[1.4186149898308442]], [[1.5006682326955731]], [[1.571975495642166]], [[1.6289580919320692]], [[1.67215590585708]], [[1.7015872047653122]], [[1.7133045276905174]], [[1.711628394085725]], [[1.697052836992411]], [[1.662588934820017]], [[1.6131325751595262]], [[1.5545659879297102]], [[1.491760767602621]], [[1.437086352111127]], [[1.4042131089988605]], [[1.4002357902528453]], [[1.3968839793773966]], [[1.392120299031366]], [[1.3817252868885495]], [[1.3629305407412953]], [[1.3386190839803465]], [[1.3087266611716561]], [[1.273152691968676]], [[1.2329853460967455]], [[1.1879473422004396]], [[1.1385860390843658]], [[1.0852461314423498]], [[1.028172887252283]], [[0.9676758468431784]], [[0.9038055677672042]], [[0.8369653015573281]], [[0.7677337093154161]], | 4D array with the drag coefficients of the airfoils. Dimension 0 is along the blade span for n_span stations, dimension 1 is along the angles of attack, dimension 2 is along the Reynolds number, dimension 3 is along the number of tabs, which may describe multiple sets at the same station, for example in presence of a flap.
xf.cm_interp_flaps | output |  | [[[[-4.0657581468206416e-20]], [[-3.903127820947816e-18]], [[8.673617379884035e-19]], [[-2.2551405187698492e-17]], [[2.7755575615628914e-17]], [[2.6020852139652106e-17]], [[-4.163336342344337e-17]], [[-5.551115123125783e-17]], [[-1.1102230246251565e-16]], [[1.0408340855860843e-17]], [[-2.7755575615628914e-17]], [[-2.0816681711721685e-17]], [[-3.122502256758253e-17]], [[-6.591949208711867e-17]], [[-2.0816681711721685e-17]], [[1.3877787807814457e-17]], [[-4.163336342344337e-17]], [[-5.551115123125783e-17]], [[-3.122502256758253e-17]], [[3.469446951953614e-18]], [[-1.0408340855860843e-17]], [[-7.632783294297951e-17]], [[3.469446951953614e-18]], [[6.938893903907228e-17]], [[-8.673617379884035e-17]], [[1.214306433183765e-17]], [[-3.2959746043559335e-17]], [[-1.0928757898653885e-16]], [[-3.2959746043559335e-17]], [[-6.591949208711867e-17]], [[-5.4643789493269423e-17]], [[-4.423544863740858e-17]], [[2.2551405187698492e-17]], [[-3.3285006695304986e-17]], [[-2.233456475320139e-17]], [[1.0842021724855044e-17]], [[-7.806255641895632e-17]], [[-4.5102810375396984e-17]], [[0.0]], [[-6.765421556309548e-17]], [[-3.469446951953614e-18]], [[-2.2551405187698492e-17]], [[-2.42861286636753e-17]], [[-1.3877787807814457e-17]], [[-3.122502256758253e-17]], [[-1.734723475976807e-17]], [[-1.3877787807814457e-17]], [[-6.938893903907228e-18]], [[0.0]], [[-1.3877787807814457e-17]], [[0.0]], [[-1.734723475976807e-17]], [[1.0408340855860843e-17]], [[-2.949029909160572e-17]], [[-5.204170427930421e-18]], [[2.0816681711721685e-17]], [[3.469446951953614e-18]], [[-5.204170427930421e-18]], [[-5.204170427930421e-18]], [[-2.7755575615628914e-17]], [[-1.734723475976807e-17]], [[6.938893903907228e-18]], [[-3.469446951953614e-18]], [[-6.938893903907228e-18]], [[-3.469446951953614e-18]], [[5.204170427930421e-18]], [[-8.673617379884035e-19]], [[-8.673617379884035e-18]], [[-1.929879867024198e-17]], [[2.2551405187698492e-17]], [[-3.0357660829594124e-18]], [[-8.673617379884035e-19]], [[2.168404344971009e-18]], [[-3.469446951953614e-18]], [[6.938893903907228e-18]], [[-6.938893903907228e-18]], [[-7.806255641895632e-18]], [[-1.734723475976807e-18]], [[5.204170427930421e-18]], [[0.0]], [[1.734723475976807e-18]], [[8.673617379884035e-19]], [[0.0]], [[0.0]], [[6.938893903907228e-18]], [[6.938893903907228e-18]], [[6.938893903907228e-18]], [[1.3877787807814457e-17]], [[3.469446951953614e-18]], [[5.637851296924623e-18]], [[6.938893903907228e-18]], [[8.673617379884035e-18]], [[-6.071532165918825e-18]], [[-6.071532165918825e-18]], [[-6.938893903907228e-18]], [[0.0]], [[8.321251673826247e-18]], [[5.204170427930421e-18]], [[-6.938893903907228e-18]], [[-3.469446951953614e-18]], [[2.7647155398380363e-18]], [[3.469446951953614e-18]], [[-6.938893903907228e-18]], [[-1.0408340855860843e-17]], [[-1.3877787807814457e-17]], [[0.0]], [[-1.3877787807814457e-17]], [[-3.469446951953614e-18]], [[-1.734723475976807e-17]], [[-6.938893903907228e-18]], [[6.938893903907228e-18]], [[1.3877787807814457e-17]], [[-1.3877787807814457e-17]], [[-6.938893903907228e-18]], [[-1.3877787807814457e-17]], [[-6.938893903907228e-18]], [[0.0]], [[-6.938893903907228e-18]], [[-6.938893903907228e-18]], [[0.0]], [[7.806255641895632e-18]], [[1.214306433183765e-17]], [[5.204170427930421e-18]], [[6.938893903907228e-18]], [[1.3877787807814457e-17]], [[1.3877787807814457e-17]], [[0.0]], [[0.0]], [[1.3877787807814457e-17]], [[1.3877787807814457e-17]], [[1.3877787807814457e-17]], [[1.3877787807814457e-17]], [[0.0]], [[1.3877787807814457e-17]], [[1.3877787807814457e-17]], [[1.3877787807814457e-17]], [[1.3877787807814457e-17]], [[1.3877787807814457e-17]], [[2.7755575615628914e-17]], [[1.3877787807814457e-17]], [[1.3877787807814457e-17]], [[0.0]], [[1.3877787807814457e-17]], [[2.7755575615628914e-17]], [[1.3877787807814457e-17]], [[1.3877787807814457e-17]], [[0.0]], [[4.163336342344337e-17]], [[4.85722573273506e-17]], [[6.938893903907228e-18]], [[3.469446951953614e-17]], [[3.469446951953614e-17]], [[2.0816681711721685e-17]], [[-1.3877787807814457e-17]], [[0.0]], [[0.0]], [[0.0]], [[0.0]], [[-2.7755575615628914e-17]], [[8.326672684688674e-17]], [[0.0]], [[5.551115123125783e-17]], [[2.7755575615628914e-17]], [[1.3877787807814457e-17]], [[6.938893903907228e-17]], [[1.3877787807814457e-17]], [[-5.551115123125783e-17]], [[-2.7755575615628914e-17]], [[6.938893903907228e-18]], [[6.245004513516506e-17]], [[1.3877787807814457e-17]], [[0.0]], [[4.163336342344337e-17]], [[3.469446951953614e-17]], [[6.938893903907228e-18]], [[6.938893903907228e-17]], [[0.0]], [[1.3877787807814457e-17]], [[1.3877787807814457e-17]], [[1.249000902703301e-16]], [[2.7755575615628914e-17]], [[3.469446951953614e-17]], [[4.163336342344337e-17]], [[6.938893903907228e-17]], [[-1.3877787807814457e-17]], [[2.42861286636753e-17]], [[5.898059818321144e-17]], [[0.0]], [[5.551115123125783e-17]], [[-2.0816681711721685e-17]], [[-3.2959746043559335e-17]], [[-3.2959746043559335e-17]], [[-1.0408340855860843e-17]], [[5.551115123125783e-17]], [[1.734723475976807e-17]], [[2.2551405187698492e-17]], [[1.734723475976807e-17]], [[-1.734723475976807e-18]], [[3.0357660829594124e-18]], [[-3.3881317890172014e-21]]], [[[5.037314841631203e-06]], [[0.0018728215563307846]], [[0.003547360589045926]], [[0.00505021627030542]], [[0.006332537698580599]], [[0.0074945029350892145]], [[0.008538994678846069]], [[0.009455972886719819]], [[0.010233624800101485]], [[0.010908958912816173]], [[0.011496842371771322]], [[0.012006931281841073]], [[0.012443137518449165]], [[0.012815736966241043]], [[0.01312311311669078]], [[0.01337518199621945]], [[0.013576106812778519]], [[0.013728080708209175]], [[0.013842157294411121]], [[0.013912376530088855]], [[0.013946661311955856]], [[0.013940018888914562]], [[0.013917721606106756]], [[0.013852456441921759]], [[0.013765433423802155]], [[0.013651456166405547]], [[0.013516562284813405]], [[0.013362749973216856]], [[0.013190957705215186]], [[0.013006168621443737]], [[0.012808720222827264]], [[0.012601961232116966]], [[0.012385049608514644]], [[0.012157630648361584]], [[0.011918923443226884]], [[0.011668192803567054]], [[0.011404732579124287]], [[0.01112791259413667]], [[0.01083689662644728]], [[0.010531153943447486]], [[0.010209854007740927]], [[0.009872332274957912]], [[0.009517972817845392]], [[0.009145880527413074]], [[0.008755601429547507]], [[0.008346244128657643]], [[0.007917169979697457]], [[0.00746777415662345]], [[0.006997120379299147]], [[0.0065048080309542435]], [[0.005989903459625939]], [[0.005883017512974946]], [[0.005774984527816629]], [[0.005665901664849133]], [[0.005555866084770737]], [[0.005444974948279658]], [[0.00533332541607408]], [[0.005221014648852228]], [[0.00510813980731234]], [[0.00499405032132118]], [[0.004878207047341935]], [[0.004761605447645256]], [[0.004643994397647332]], [[0.004525365621945315]], [[0.004407065579226177]], [[0.004284304340095279]], [[0.00415723674609547]], [[0.003987698616688813]], [[0.0037575652638707803]], [[0.0034217944922882854]], [[0.0029636513952074773]], [[0.002352313828288351]], [[0.0016497453066636673]], [[0.0008646172646898324]], [[5.425035318157995e-05]], [[2.3491588148197295e-05]], [[1.6791090934315574e-05]], [[1.1408367553608287e-05]], [[7.158245026195678e-06]], [[3.923709952426135e-06]], [[1.593156505228302e-06]], [[1.7049568759087454e-07]], [[-0.00048129771898126894]], [[-0.001129180059949192]], [[-0.0018735627494845739]], [[-0.0025072832626352043]], [[-0.002996927162368393]], [[-0.003001760959543069]], [[-0.0007304652293076263]], [[-1.5225490556850137e-05]], [[-1.2557549960054773e-05]], [[-1.3118461482908642e-05]], [[-1.37961229194428e-05]], [[-1.4747599886783327e-05]], [[-2.208456665089842e-05]], [[-2.412136416696936e-05]], [[-1.5514461256411458e-05]], [[-1.1721636388033543e-05]], [[-1.0115789521359525e-05]], [[-1.3098190717129171e-05]], [[-1.8404450216686166e-05]], [[-2.6507698111865458e-05]], [[-3.400414438146232e-05]], [[-0.000511261342174843]], [[-0.0008257540058169508]], [[-0.0009274894870893412]], [[-0.0008966233281725508]], [[-0.0007889161178600106]], [[-0.0006486471342975614]], [[-0.0005044837630023974]], [[-0.0003470475569126649]], [[-0.0002157338438285722]], [[-0.00010653007055545782]], [[-4.2520304872575854e-05]], [[-4.175791656994832e-05]], [[-4.111751826308546e-05]], [[-4.07339478903368e-05]], [[-0.0001174032828095764]], [[-0.0003602365640455289]], [[-0.0007333652418649687]], [[-0.0012590496497086557]], [[-0.0019692342864577163]], [[-0.00285803384893241]], [[-0.0038140486090625716]], [[-0.004684765695863152]], [[-0.004855756428134947]], [[-0.005071839912133377]], [[-0.0053296275616266375]], [[-0.005612629917594786]], [[-0.005901494167268637]], [[-0.0060233807173894205]], [[-0.00603829896215366]], [[-0.0061036547819191544]], [[-0.006200592640728725]], [[-0.006309980436492751]], [[-0.006413059824829523]], [[-0.00651046306913354]], [[-0.006600362541156937]], [[-0.006686053277271828]], [[-0.0067685790092085335]], [[-0.006850274641991505]], [[-0.006932501498384203]], [[-0.007016407594732377]], [[-0.007102612342160156]], [[-0.007190363392834409]], [[-0.007279676860036652]], [[-0.007370720925091723]], [[-0.007463442492872431]], [[-0.007557697173452761]], [[-0.007653367372381946]], [[-0.008146023863814592]], [[-0.008663815938753046]], [[-0.009198270665752614]], [[-0.009739285176404266]], [[-0.01028032374793756]], [[-0.010812214017375268]], [[-0.011323996996831093]], [[-0.01181150679125735]], [[-0.012261852988615998]], [[-0.01267718810624624]], [[-0.013057761725005057]], [[-0.013406795901162435]], [[-0.013726899981233456]], [[-0.014020602703998575]], [[-0.014290543078044365]], [[-0.014539174174040104]], [[-0.014769348418700673]], [[-0.014983173430240061]], [[-0.015183809445184854]], [[-0.015373417904439683]], [[-0.015554970899906886]], [[-0.015730249354284916]], [[-0.015900333424919505]], [[-0.01605925755635243]], [[-0.01620394071575295]], [[-0.01633044384517015]], [[-0.01643024167769723]], [[-0.01650759620582682]], [[-0.016535673819542906]], [[-0.016545567619031497]], [[-0.01650461223725072]], [[-0.016421001314125293]], [[-0.01627833974097099]], [[-0.01608619063257123]], [[-0.015829708254695547]], [[-0.015508729780829525]], [[-0.015119586481111807]], [[-0.014652093666498632]], [[-0.01410863941970121]], [[-0.013478825605713618]], [[-0.01276085353249917]], [[-0.011950473144181307]], [[-0.011038208962622014]], [[-0.009969972846242046]], [[-0.008762737462346631]], [[-0.0074204356073437035]], [[-0.0059310628831421835]], [[-0.004174915936742742]], [[-0.0022054375757723367]], [[5.037314841631877e-06]]], [[[6.628176459505624e-05]], [[0.021017913871025227]], [[0.03980944097459122]], [[0.05667433626304082]], [[0.0710639833567511]], [[0.08410294349810721]], [[0.09582328934811403]], [[0.10611211471051356]], [[0.11483713590122692]], [[0.12241342713491807]], [[0.12900806063511425]], [[0.13472946483645012]], [[0.13962184770628672]], [[0.14380083653667713]], [[0.14717332865961236]], [[0.14989360166734064]], [[0.15204283642344005]], [[0.15365015411727595]], [[0.15484588561236928]], [[0.1555363429995324]], [[0.15586551367844678]], [[0.1557409714371772]], [[0.15541412364216983]], [[0.15462896918639785]], [[0.15359823790540128]], [[0.15226711983683852]], [[0.15069993820254873]], [[0.14891845466944795]], [[0.14693198600715077]], [[0.14479447471645618]], [[0.14250902002896507]], [[0.14011165592860883]], [[0.13759518803813622]], [[0.13495637553817402]], [[0.13218958481765286]], [[0.1292876607148269]], [[0.12624501510856703]], [[0.12305656016898535]], [[0.11971447523168527]], [[0.11621524440515185]], [[0.11255108428393981]], [[0.10871668246589015]], [[0.10470704016169338]], [[0.10051395735263696]], [[0.09613441338643285]], [[0.09156023210819939]], [[0.0867862690397916]], [[0.08180759466271678]], [[0.07661574749076644]], [[0.07120804606456874]], [[0.06557604555950071]], [[0.06440996966516377]], [[0.06323256355780071]], [[0.062044793559670686]], [[0.06084762599303319]], [[0.05964202718014729]], [[0.05842896344327243]], [[0.0572094011046677]], [[0.05598430648659247]], [[0.05474729399936089]], [[0.053493068147667466]], [[0.05223141898623546]], [[0.050959887474198835]], [[0.049678399073940574]], [[0.04839852461618504]], [[0.04707912370395256]], [[0.0457216420936772]], [[0.04399804333987668]], [[0.04175310051103697]], [[0.03840143173205585]], [[0.03338895738499617]], [[0.02695674740391834]], [[0.019870256593639474]], [[0.012261388519691246]], [[0.004660933276055476]], [[0.003408734620221848]], [[0.002511869109475936]], [[0.0017720434883921137]], [[0.0011669694606279441]], [[0.0006834371163082983]], [[0.0003077485724231866]], [[4.028737683333403e-05]], [[-0.004837498780204668]], [[-0.011349331083882083]], [[-0.018831083460051235]], [[-0.025200575955975944]], [[-0.03012196177244626]], [[-0.030170546020852337]], [[-0.009777090703829806]], [[-0.0023156220436655077]], [[-0.0019802391404299697]], [[-0.002064655262601473]], [[-0.002155359839026279]], [[-0.002278026369139134]], [[-0.0031832000946034663]], [[-0.003428247890482544]], [[-0.0023486989918765186]], [[-0.0018567293912132767]], [[-0.0016472020711972976]], [[-0.0020689399508553967]], [[-0.0027900233298745938]], [[-0.0038552331739845]], [[-0.004826519619954027]], [[-0.009357228739735688]], [[-0.012367918025149971]], [[-0.013441187822075807]], [[-0.01328992009215735]], [[-0.012427156586096683]], [[-0.011260245577863155]], [[-0.01005143631610141]], [[-0.008709077348695825]], [[-0.007584602866883606]], [[-0.006629854435300259]], [[-0.006024511627341144]], [[-0.0059238110168319605]], [[-0.005834600418600865]], [[-0.005774121726724667]], [[-0.006379758949356343]], [[-0.008395080553812285]], [[-0.011596567622051726]], [[-0.016268498653960822]], [[-0.02291613055923751]], [[-0.03207255843119059]], [[-0.03993233716815818]], [[-0.04708634062769093]], [[-0.048804959740496985]], [[-0.05097680379676468]], [[-0.05356781428942813]], [[-0.05641225650845377]], [[-0.05931561632158508]], [[-0.06087509221586755]], [[-0.061555836846668974]], [[-0.06260505218503969]], [[-0.06387488425902717]], [[-0.06522026562422406]], [[-0.06649318355977418]], [[-0.06770229845930388]], [[-0.0688354654093008]], [[-0.06992261671219283]], [[-0.07097379326307507]], [[-0.07201120690470711]], [[-0.07304794570651305]], [[-0.07409519247416405]], [[-0.07515744951161382]], [[-0.07622985242837327]], [[-0.07731227071583283]], [[-0.07840564781275831]], [[-0.07950967303394184]], [[-0.08062328627692517]], [[-0.08174552770191279]], [[-0.08741446552303384]], [[-0.09321949482241743]], [[-0.09909894615104015]], [[-0.10496969680152729]], [[-0.11078226951841164]], [[-0.1164650594732686]], [[-0.1219319647390304]], [[-0.1271519530737345]], [[-0.13202275817993978]], [[-0.13656328906412052]], [[-0.14077606868663362]], [[-0.14468706512667662]], [[-0.14831886675596145]], [[-0.1516910100267151]], [[-0.15482631210042397]], [[-0.15774469721802134]], [[-0.1604691716754566]], [[-0.16301845140322307]], [[-0.1654169466700685]], [[-0.16768379015169543]], [[-0.1698436426422305]], [[-0.17190873807645843]], [[-0.17388976697818545]], [[-0.17572344448396782]], [[-0.17738103659890875]], [[-0.1788231702321233]], [[-0.17996137766841222]], [[-0.18084461001875446]], [[-0.18119748482060266]], [[-0.18133315814304388]], [[-0.1809186522910824]], [[-0.18006218190841938]], [[-0.1785640399055454]], [[-0.17654285829432112]], [[-0.17383899911088999]], [[-0.17045326310312225]], [[-0.16633344301331082]], [[-0.1613569020417957]], [[-0.15553476789015547]], [[-0.14874053932978604]], [[-0.14093849670994354]], [[-0.13207652630028813]], [[-0.12203397105971878]], [[-0.11024435300622683]], [[-0.09688403050077786]], [[-0.08201850644720435]], [[-0.06553966951356796]], [[-0.04612355055407122]], [[-0.024351978664601894]], [[6.628176459506226e-05]]], [[[0.00017846327256128223]], [[0.04365487926189311]], [[0.08266073848820363]], [[0.11766646921043886]], [[0.14752398153017715]], [[0.17457603748161118]], [[0.198882310421072]], [[0.22020150187644663]], [[0.23826479610342483]], [[0.25392509928573226]], [[0.2675323151615092]], [[0.27930843072643763]], [[0.2893494473434235]], [[0.2979025863338945]], [[0.30464340458043315]], [[0.30997591204202807]], [[0.314133478820555]], [[0.31718904694519884]], [[0.31943021015055667]], [[0.3205879203508209]], [[0.32111448838578804]], [[0.3207166556660687]], [[0.3198252424438285]], [[0.3180511003241212]], [[0.31576424028508193]], [[0.3128609070373913]], [[0.30946476906761605]], [[0.3056190599330303]], [[0.3013396849390237]], [[0.2967328679814858]], [[0.29180310556268674]], [[0.28662073006169014]], [[0.28117714190255605]], [[0.27546769514317243]], [[0.26948946966029996]], [[0.26323070391685555]], [[0.2566863534130705]], [[0.2498514250497506]], [[0.24271408794322932]], [[0.2352738806876195]], [[0.22751897539273477]], [[0.219444364200091]], [[0.21104504035384813]], [[0.20230917409338167]], [[0.19323630621958215]], [[0.18381460661757665]], [[0.1740390721836807]], [[0.1639046850258106]], [[0.15339963447565766]], [[0.14252343821646302]], [[0.13126428421863265]], [[0.1289418492492133]], [[0.12660025216784423]], [[0.12424114818772765]], [[0.12186619252206607]], [[0.11947704038406164]], [[0.11707534698691684]], [[0.11466276754383384]], [[0.11224095726801504]], [[0.10979924559817437]], [[0.10732877205486578]], [[0.10484595763152094]], [[0.10234671185129879]], [[0.09983093154168948]], [[0.09731269256862987]], [[0.0947420281344122]], [[0.0921211173540087]], [[0.08905064428279535]], [[0.08534370430046537]], [[0.07976152840434911]], [[0.0705379099525098]], [[0.059311516609300896]], [[0.04761570965950134]], [[0.035756891321455014]], [[0.02446613738557673]], [[0.0193770289550427]], [[0.015050618193539375]], [[0.011267098435427215]], [[0.007946662559829952]], [[0.005052799622903264]], [[0.0025331984345727107]], [[0.00038815635659479245]], [[-0.008446111444082801]], [[-0.019815553348047663]], [[-0.03287844333258682]], [[-0.04399936468206014]], [[-0.05259194009217281]], [[-0.0526767665686453]], [[-0.026841507344746916]], [[-0.014251623499878026]], [[-0.012874802089967927]], [[-0.013385634078442864]], [[-0.013823177074005205]], [[-0.014362877907391965]], [[-0.017876241504279317]], [[-0.018752310599160875]], [[-0.014349023120606642]], [[-0.012150036542072633]], [[-0.011199393001085233]], [[-0.013483954513126475]], [[-0.017082661089373525]], [[-0.022005720574598545]], [[-0.026334748140732347]], [[-0.03323648749954181]], [[-0.03793874034166618]], [[-0.0400191086397464]], [[-0.040392311181470054]], [[-0.039757334194736996]], [[-0.038666804442458104]], [[-0.03747700125975367]], [[-0.03603587542444813]], [[-0.034795939647443916]], [[-0.03364637927739968]], [[-0.032758454218486326]], [[-0.03228761242038951]], [[-0.03181850888644484]], [[-0.031425370857860416]], [[-0.03179116557058677]], [[-0.0337208700233286]], [[-0.037213090632192206]], [[-0.04286622492937961]], [[-0.051912040613538005]], [[-0.06657048832182952]], [[-0.07470796691586741]], [[-0.08221117947624482]], [[-0.08521183109730349]], [[-0.0890037983456404]], [[-0.09352761620444251]], [[-0.09849391740051813]], [[-0.1035630867498365]], [[-0.10732986758079396]], [[-0.11017557314134543]], [[-0.11323230218111943]], [[-0.11637197427939491]], [[-0.1194887519561771]], [[-0.12245073226020023]], [[-0.1252802337963673]], [[-0.1279754846037111]], [[-0.1305787990757895]], [[-0.13310630464528947]], [[-0.13559286072891732]], [[-0.1380594625978225]], [[-0.14052452411097152]], [[-0.14299052584552596]], [[-0.14545739599899604]], [[-0.1479239936490006]], [[-0.15038963407425887]], [[-0.1528544709381156]], [[-0.15531787450586113]], [[-0.15777886230630217]], [[-0.16991594193594137]], [[-0.1819267828196343]], [[-0.1937770520721746]], [[-0.20537912910976053]], [[-0.21669724466665805]], [[-0.2276706483558904]], [[-0.23822408090805233]], [[-0.2483371999579922]], [[-0.2579166648016183]], [[-0.26698697995782583]], [[-0.27555259549970684]], [[-0.28363881825929305]], [[-0.2912737289390215]], [[-0.2984730810620399]], [[-0.3052651383058659]], [[-0.311669916295798]], [[-0.31770990260797494]], [[-0.323410070758508]], [[-0.3287900840840584]], [[-0.33387525590069506]], [[-0.3386923728314247]], [[-0.3432451057492602]], [[-0.3475516014475399]], [[-0.35149098496078784]], [[-0.35502006001483327]], [[-0.3580707636560423]], [[-0.3604799529659305]], [[-0.362352182805675]], [[-0.3631889142338423]], [[-0.36353890819222123]], [[-0.3628062491069702]], [[-0.3612606127314151]], [[-0.35844429581365406]], [[-0.354634712771669]], [[-0.3495205968615859]], [[-0.3431109553669766]], [[-0.3352667668666544]], [[-0.3257106261189996]], [[-0.31442176699671376]], [[-0.30111067013320325]], [[-0.2856598952638502]], [[-0.2679491175414043]], [[-0.2476883149052171]], [[-0.22381712730644754]], [[-0.19666147479915377]], [[-0.16641681508372638]], [[-0.1329335521822446]], [[-0.09352283111954279]], [[-0.04933998996860265]], [[0.00017846327256128974]]], [[[0.00029996199543164093]], [[0.05568714545651428]], [[0.10536115221613516]], [[0.14993744270991194]], [[0.18792262420708147]], [[0.22232879121319862]], [[0.25320850611617574]], [[0.2802305877282251]], [[0.30307190284897906]], [[0.32278824400894246]], [[0.33983487822436764]], [[0.3544824840440215]], [[0.36686657588539895]], [[0.3773262927876343]], [[0.3855710711734561]], [[0.39207679731559497]], [[0.39710124386747286]], [[0.40074705727993504]], [[0.40339275890699633]], [[0.40463656138949383]], [[0.40517675007186216]], [[0.4045590189280487]], [[0.4032555680267627]], [[0.40088868322021975]], [[0.3978693036512542]], [[0.39407402269815]], [[0.389651630397138]], [[0.3846553670324155]], [[0.3791026062575997]], [[0.3731233570645972]], [[0.3667217454315038]], [[0.3599833155267754]], [[0.3529023156305865]], [[0.3454745477838031]], [[0.3377034456792102]], [[0.32957661050184767]], [[0.32109297774749446]], [[0.3122507452463386]], [[0.30303849342572603]], [[0.2934611978719048]], [[0.2835073823379996]], [[0.2731755930825373]], [[0.2624638491849636]], [[0.25136137387556573]], [[0.23987231121888236]], [[0.2279858434185023]], [[0.2157002431220982]], [[0.2030133892813819]], [[0.18991498629960443]], [[0.17640855746636872]], [[0.1624837762218975]], [[0.15961885861827915]], [[0.15673318838045475]], [[0.15382857900390903]], [[0.1509068439841267]], [[0.14796979681659236]], [[0.1450192509967908]], [[0.1420570200202066]], [[0.13908491738232437]], [[0.13609151560885588]], [[0.13306731407905592]], [[0.13002996068200945]], [[0.12697509365032378]], [[0.12390262409658499]], [[0.12082231257980156]], [[0.11769962233708132]], [[0.11453664781284706]], [[0.11105613105170413]], [[0.10713114383849097]], [[0.10174735266466514]], [[0.09334738056304885]], [[0.083471477131116]], [[0.07329436552548038]], [[0.06304568332718295]], [[0.05319309281590014]], [[0.044835896400612495]], [[0.03684786750736012]], [[0.029199302891133132]], [[0.02182842420452868]], [[0.014751856959871353]], [[0.007915529634866431]], [[0.0013151958228515878]], [[-0.009411447614719836]], [[-0.022080343543476523]], [[-0.0366362377677315]], [[-0.049028208842339244]], [[-0.05860286031162104]], [[-0.0586973819083283]], [[-0.04567798489546391]], [[-0.03582873021747608]], [[-0.03403102022732114]], [[-0.03529417057737296]], [[-0.03610199641951192]], [[-0.03693778118334121]], [[-0.040790056124722536]], [[-0.041462529517276435]], [[-0.03581659953644167]], [[-0.03229459406706554]], [[-0.030724981571030104]], [[-0.03571550401666657]], [[-0.04273131145265914]], [[-0.051155669293834846]], [[-0.05804795682265031]], [[-0.06424506776654633]], [[-0.06870040659362678]], [[-0.07135838397253573]], [[-0.0728015593775151]], [[-0.07347638285004825]], [[-0.07372610387247364]], [[-0.07378889004048297]], [[-0.0735024976740404]], [[-0.07315106856833783]], [[-0.07257859489196666]], [[-0.07189919845841657]], [[-0.07107597112043626]], [[-0.07009015372106354]], [[-0.06905116727553699]], [[-0.06827516793576337]], [[-0.06812831237847407]], [[-0.06887189078462569]], [[-0.07101793493662752]], [[-0.07562002011217857]], [[-0.08476672711892959]], [[-0.08806933064888141]], [[-0.09160738809894199]], [[-0.09495099488516345]], [[-0.09917635958118087]], [[-0.1042172207015344]], [[-0.10975113815635693]], [[-0.11539968093217798]], [[-0.12060648986329338]], [[-0.1253798605637087]], [[-0.12997033685774226]], [[-0.13436097163290703]], [[-0.1385764067826385]], [[-0.142592007501791]], [[-0.14643960339927578]], [[-0.15013601086194414]], [[-0.15371876262775927]], [[-0.15720447211240307]], [[-0.1606281907383635]], [[-0.1640115186379463]], [[-0.167373899999131]], [[-0.1707128963069733]], [[-0.17403657069352507]], [[-0.1773427689322191]], [[-0.18062847312291402]], [[-0.18389452761138556]], [[-0.1871414115268861]], [[-0.19036870058573518]], [[-0.20605831860604978]], [[-0.2212554361566085]], [[-0.23599271412128442]], [[-0.2502281270531641]], [[-0.26397076220881316]], [[-0.27721507252595834]], [[-0.28994978959133794]], [[-0.30218496737164313]], [[-0.3138989955275308]], [[-0.32511095036100346]], [[-0.3358258341399334]], [[-0.3460524751305991]], [[-0.35581118074129003]], [[-0.3651017547902258]], [[-0.37394449923900946]], [[-0.38234743377575636]], [[-0.3903185194325959]], [[-0.39787813459130533]], [[-0.40502599195220584]], [[-0.41178247351892827]], [[-0.41816169449406915]], [[-0.42415064033996536]], [[-0.4297690305312227]], [[-0.4348721360315413]], [[-0.4394185655654001]], [[-0.4433331356752875]], [[-0.4464256627233103]], [[-0.4488311089792201]], [[-0.4499768109195209]], [[-0.4504761841429937]], [[-0.44965113658066913]], [[-0.447880236384863]], [[-0.44454804696020384]], [[-0.44003165500204594]], [[-0.43395274859687627]], [[-0.42632872240634434]], [[-0.41695837739163033]], [[-0.4054714072570244]], [[-0.39180580518525726]], [[-0.3755725764769615]], [[-0.3565876021555364]], [[-0.33468843785389096]], [[-0.30947517586384854]], [[-0.2796973104382539]], [[-0.24573542182966535]], [[-0.2078857209798944]], [[-0.16601938346625267]], [[-0.11677544546641846]], [[-0.061576170061833135]], [[0.00029996199543164126]]], [[[0.0003717728222645991]], [[0.05789738210232562]], [[0.10945339499891017]], [[0.15571463851440745]], [[0.1950971719254484]], [[0.23075825072695905]], [[0.262726946581307]], [[0.29063410829720965]], [[0.3141637159770965]], [[0.33437892214721293]], [[0.3517625151039274]], [[0.3665818947899522]], [[0.37899182528842307]], [[0.389370707570889]], [[0.39771138680966706]], [[0.40437421294369574]], [[0.40951024930757635]], [[0.4132274020436169]], [[0.41591896290212005]], [[0.4171584714645442]], [[0.41769089069794735]], [[0.4170312945637259]], [[0.41565241137386744]], [[0.4131871660804068]], [[0.41004817895022355]], [[0.4061097102976901]], [[0.40152371779340745]], [[0.3963448279084265]], [[0.3905904201454162]], [[0.38439372687700435]], [[0.3777586966286543]], [[0.3707728854302203]], [[0.3634313673639662]], [[0.3557301420350389]], [[0.3476741506778458]], [[0.3392510922004626]], [[0.3304609130472182]], [[0.3213026412665217]], [[0.3117651956107836]], [[0.3018548001712922]], [[0.2915603035374455]], [[0.28088116560287474]], [[0.26981619874617396]], [[0.25835511106148984]], [[0.2465031054251012]], [[0.23424983968538593]], [[0.2215944363781025]], [[0.2085355399622253]], [[0.19506344495062444]], [[0.18118260605989644]], [[0.1668832796729305]], [[0.16394278248459876]], [[0.160981566656238]], [[0.15800144742345576]], [[0.15500424001248336]], [[0.1519917596425697]], [[0.1489658215288009]], [[0.14592824088525705]], [[0.14288083292839113]], [[0.13981221825115037]], [[0.13671293477001636]], [[0.1336005707568113]], [[0.13047078707359794]], [[0.1273234990971622]], [[0.12416719165510859]], [[0.12097187339808739]], [[0.11773957337900537]], [[0.11422907032269765]], [[0.110330935835018]], [[0.10578803297723441]], [[0.10052612887098446]], [[0.0942994716740756]], [[0.08731324470120562]], [[0.07955417185990621]], [[0.07122809556460198]], [[0.0623805819274038]], [[0.05306612106469065]], [[0.04341245311971437]], [[0.03344212663561271]], [[0.023267444580116745]], [[0.012872477879291647]], [[0.002246738170407966]], [[-0.009407663866851539]], [[-0.022137786301330946]], [[-0.03676330655484825]], [[-0.049219465877594966]], [[-0.05885015017289138]], [[-0.05897027395319023]], [[-0.05688905032719122]], [[-0.05238773085299915]], [[-0.05112763060699983]], [[-0.05295707659850404]], [[-0.053894726912143504]], [[-0.05468385920282713]], [[-0.056232495299903915]], [[-0.055965767536880574]], [[-0.05214543872584282]], [[-0.04864366454411193]], [[-0.047026018869875466]], [[-0.0537007793517007]], [[-0.06229001494740237]], [[-0.07137213497375511]], [[-0.07818811424315338]], [[-0.08346838600628377]], [[-0.08747644715361443]], [[-0.09038875960804249]], [[-0.09255410772288268]], [[-0.0941788718524579]], [[-0.09540624027965094]], [[-0.09636843037858887]], [[-0.09690345155697314]], [[-0.0971715648888003]], [[-0.09700105692345862]], [[-0.09656197614954662]], [[-0.0956541870966043]], [[-0.0943729530630018]], [[-0.09281520777966144]], [[-0.09116507439945734]], [[-0.08960507695099781]], [[-0.08832507416451363]], [[-0.08750568358127801]], [[-0.0873579203500535]], [[-0.08796634580497477]], [[-0.08956443654404311]], [[-0.09203913700216196]], [[-0.09539266655372233]], [[-0.09963482626724719]], [[-0.10470017123800376]], [[-0.11026334868196244]], [[-0.11594251780811635]], [[-0.12140165344543234]], [[-0.12655621799917846]], [[-0.13143345684479538]], [[-0.13604449415351294]], [[-0.14044600054740963]], [[-0.14464060888076283]], [[-0.14866185685338204]], [[-0.1525308461341239]], [[-0.15628313384238546]], [[-0.15993510800508362]], [[-0.16352113667198018]], [[-0.1670625202005311]], [[-0.17057855409809478]], [[-0.17406562385402796]], [[-0.17753365331469795]], [[-0.18098028046823564]], [[-0.18440196845806256]], [[-0.18779971627767128]], [[-0.19117426962189374]], [[-0.19452535227605044]], [[-0.21077368291489743]], [[-0.22644843865823058]], [[-0.24159830789714415]], [[-0.2561935138103529]], [[-0.27025414172286705]], [[-0.2837885285423696]], [[-0.2968016008828482]], [[-0.3093107840997664]], [[-0.32131280894808667]], [[-0.3328249999002631]], [[-0.3438523925870102]], [[-0.3543995211807369]], [[-0.36448433069121194]], [[-0.37410265101848517]], [[-0.3832723748450554]], [[-0.39199836264515936]], [[-0.4002847863028874]], [[-0.40815045298467495]], [[-0.41559010550254527]], [[-0.4226224707231489]], [[-0.42925820899537676]], [[-0.4354804157943935]], [[-0.44130879143892204]], [[-0.4465956768678711]], [[-0.45130099451598793]], [[-0.4553493535190864]], [[-0.4585477937307455]], [[-0.4610360456707809]], [[-0.4622349056277932]], [[-0.46276111730657477]], [[-0.4619302397297014]], [[-0.460140101985553]], [[-0.4567487668091667]], [[-0.4521503131511741]], [[-0.4459575999208517]], [[-0.43818975077685296]], [[-0.4286342564977865]], [[-0.41690536588519794]], [[-0.40293207991213764]], [[-0.3863087091747654]], [[-0.3668383455642925]], [[-0.344352350677954]], [[-0.31843015346726744]], [[-0.28779918042864083]], [[-0.25284828097343187]], [[-0.2138914491001002]], [[-0.17080772861463547]], [[-0.1201386433915796]], [[-0.06334335821193761]], [[0.0003717728222645926]]], [[[0.0004020999948304102]], [[0.057992251222120234]], [[0.10961362086488534]], [[0.15593265428801398]], [[0.1953567257775744]], [[0.23105395200113016]], [[0.26305326524613665]], [[0.2911381813234179]], [[0.31465659226739673]], [[0.33483112402531584]], [[0.35214900581874176]], [[0.36687397801842314]], [[0.3791658894088033]], [[0.3894125422334954]], [[0.3976545136335922]], [[0.4042353886813614]], [[0.4092906943845297]], [[0.41293211408769476]], [[0.41555808039798386]], [[0.4167213561021896]], [[0.41721010806551084]], [[0.41651106433522234]], [[0.4150714838251858]], [[0.41256420592660337]], [[0.40938188039492346]], [[0.40540153882695185]], [[0.4007724128822073]], [[0.39554859019654576]], [[0.3897464565128666]], [[0.3834976466721486]], [[0.3768055117683588]], [[0.3697563249181165]], [[0.3623468640864684]], [[0.35457362173837703]], [[0.3464440668391232]], [[0.33794676533822865]], [[0.329083601450909]], [[0.31985527034873457]], [[0.31025201409551056]], [[0.3002821642128705]], [[0.28993590986321444]], [[0.27921459989843267]], [[0.2681187517791048]], [[0.25663972002090696]], [[0.24478457888378113]], [[0.23254462715836996]], [[0.21992071934497287]], [[0.20691348150674316]], [[0.1935151089906728]], [[0.17973367255487674]], [[0.16556121205958682]], [[0.16264998588741605]], [[0.15971939288246328]], [[0.15677111941462127]], [[0.15380684962792915]], [[0.1508282660089531]], [[0.14783705005602765]], [[0.14483488302870054]], [[0.14182344674978029]], [[0.13879211403899766]], [[0.13573234396456144]], [[0.13266063982374748]], [[0.1295729353208316]], [[0.12646889571241787]], [[0.1233536586199467]], [[0.12020712275197026]], [[0.11703082299695695]], [[0.11366138739073539]], [[0.11002311125496951]], [[0.1060578144521761]], [[0.10201323622875025]], [[0.09750475351080429]], [[0.09249457651108939]], [[0.0869276363659844]], [[0.08080039469173533]], [[0.07410441269211 | 4D array with the moment coefficients of the airfoils. Dimension 0 is along the blade span for n_span stations, dimension 1 is along the angles of attack, dimension 2 is along the Reynolds number, dimension 3 is along the number of tabs, which may describe multiple sets at the same station, for example in presence of a flap.
xf.flap_angles | output | deg | [[[0.0]], [[0.0]], [[0.0]], [[0.0]], [[0.0]], [[0.0]], [[0.0]], [[0.0]], [[0.0]], [[0.0]], [[0.0]], [[0.0]], [[0.0]], [[0.0]], [[0.0]], [[0.0]], [[0.0]], [[0.0]], [[0.0]], [[0.0]], [[0.0]], [[0.0]], [[0.0]], [[0.0]], [[0.0]], [[0.0]], [[0.0]], [[0.0]], [[0.0]], [[0.0]]] | 3D array with the flap angles of the airfoils. Dimension 0 is along the blade span for n_span stations, dimension 1 is along the Reynolds number, dimension 2 is along the number of tabs, which may describe multiple sets at the same station.
xf.Re_loc | output |  | [[[456611.4180478822]], [[1114894.4044846229]], [[1909646.5180500173]], [[2779145.203949491]], [[3763088.2148106256]], [[4754327.876767943]], [[5665254.844062812]], [[6527390.370597346]], [[7213613.918872305]], [[7831905.834731812]], [[8430975.479206352]], [[8973545.068938095]], [[9449750.78026947]], [[9867787.465932742]], [[10224729.296006834]], [[10544944.372635573]], [[10830820.361510007]], [[11069241.302630665]], [[11260529.380609496]], [[11405436.214878757]], [[11503961.804670777]], [[11556106.146290306]], [[11561869.239175146]], [[11521250.570127258]], [[11434251.263145274]], [[11321729.610411279]], [[11101992.251362363]], [[10619976.9961204]], [[7976866.655321564]], [[7682983.425414366]]] | 3D array with the Re. Dimension 0 is along the blade span for n_span stations, dimension 1 is along the Reynolds number, dimension 2 is along the number of tabs, which may describe multiple sets at the same station.
xf.Ma_loc | output |  | [[[0.0056022408963585435]], [[0.01352265043948614]], [[0.021443059982613734]], [[0.029363469525741332]], [[0.03728387906886892]], [[0.045204288611996525]], [[0.05312469815512412]], [[0.061045107698251715]], [[0.06896551724137931]], [[0.07688592678450692]], [[0.0848063363276345]], [[0.09272674587076209]], [[0.10064715541388969]], [[0.1085675649570173]], [[0.11648797450014488]], [[0.12440838404327248]], [[0.13232879358640004]], [[0.14024920312952763]], [[0.14816961267265527]], [[0.1560900222157829]], [[0.16401043175891045]], [[0.17193084130203806]], [[0.17985125084516565]], [[0.1877716603882933]], [[0.19569206993142083]], [[0.2036124794745484]], [[0.21153288901767603]], [[0.21945329856080362]], [[0.2273737081039312]], [[0.23529411764705882]]] | 3D array with the Mach number. Dimension 0 is along the blade span for n_span stations, dimension 1 is along the Reynolds number, dimension 2 is along the number of tabs, which may describe multiple sets at the same station.